{"text_format":"2","workbook":"xlsx","n_sheets":5,"sheets":["전체에어컨","현황표","Sheet3","Sheet2","Sheet1"],"not_rendered":{"charts":0,"images":0,"macros":0,"external_links":0,"defined_names":3,"comments":2,"pivot_tables":0},"unopened":[],"bounds":{"document_bytes":16777216,"sheet_cells":100000,"run_cost":"one","rows_first":2000,"rows_last":500,"rows_between":2000,"halvings":0,"cell_chars":16384,"cell_head_chars":4096},"cells_cut":0,"cells_raw":0,"read":"whole","date_system":"1900"}

{"sheet":"전체에어컨","index":0,"n_rows":2448,"n_cols":16,"rows_kept":2448,"cut":false,"hidden":false,"merged":[]}
["건물명","호실","실명","자산부서","전용면적(㎡)","제조사","규격","냉방능력(w)","소비전력(w)","종류","관리번호","전원v","취득일","분류","비 고","실외기 위치"]
["산학협력원","지하","촬영실","미디어학과",{"$nulls":9},"실험실"]
["산학협력원","B103","미디어학과","미디어학과",125.58,"삼성","rfmbcf4581",13000,4350,"천장형(실내기)","2012-1020-0208",220,"13.02","실험실","냉방전용","1층 지층"]
["산학협력원","B103","미디어학과","미디어학과",null,"삼성","rfmbcf4581",13000,4350,"천장형(실내기)","2012-1020-0209",220,"13.02","실험실","냉방전용","1층 지층"]
[null,null,"12평","4000w","벽걸이"]
[null,null,"30평이하","10000w","슬립형"]
[null,null,"30평~60평이하","1만~21000","중형"]
[null,null,"60~160평","2만1천~6만","대형"]
[null,null,"12평","4000w","벽걸이"]
[null,null,"30평이하","10000w","슬립형"]
[null,null,"30평~60평이하","1만~21000","중형"]
[null,null,"60~160평","2만1천~6만","대형"]
["산학협력원","B104","미화반 대기실","총무팀",0,"삼성","xas-r1412",5280,1700,"벽걸이","2003-1038-0004",220,"03.03","행정실","15.06.01신설"]
["산학협력원","B110","변전실","시설팀/전기",58.42,"캐리어","cp-121ma",4700,1500,"슬립형",null,220,"01.08","시설(장비)","변압기냉각용"]
["산학협력원","B113","미디어실험실","미디어학과",null,"엘지","lpnc-281sk",10000,3000,"슬립형","2002-9069-0004",220,"04.02","실험실"]
["산학협력원","B115","모션캡쳐실","미디어학과(대학)",51.69,"엘지","lp-x13000",13000,4080,"중형",null,220,"03.09","실험실"]
["산학협력원","104",null,null,18.989999999999998,{"$nulls":9},"에(없음)"]
["산학협력원","104-1","평생교육원 원장실"]
["산학협력원","105","평생교육원 회의실","평생교육원교학팀",18.989999999999998,"캐리어","cs-101ps",4000,1240,"벽걸이","2005-9097-0001",220,"06.02","행정실"]
["산학협력원","106","평생교육원 휴게실","평생교육원교학팀",38.9,"캐리어","CP-232MA","8,300","2,700","슬립형","2002-4030-0001",220,"02.07","행정실"]
["산학협력원",107,"평생교육원 강사실"]
["산학협력원","108",null,"평생교육원교학팀",47.75,"엘지","fnc153gacw","6,000","1,700","슬립형",null,220,"11.07","행정실"]
["산학협력원","109","평생교육원 교학팀","평생교육원교학팀",46.62,"캐리어","CP-131MD","5,200","1,650","슬립형","2002-2023-0001",220,"02.07","행정실"]
["산학협력원",110,"안내/당직실(34.99)","총무팀",34.99,"캐리어","dap-0101lcf","4,000","1,450","벽걸이","1997-3513-0055",220,"97.10","행정실"]
["산학협력원","112",null,null,35.18,"엘지","snc187gaw",7200,2220,"슬립형","2015--2005-0001",220,"15.03","행정실","신설 15.03"]
["산학협력원","113","평생교육원 강의실","창업지원센타",null,"엘지","rpuw060s2s","6hp",null,"ehp 실외기",null,380,"17.02","강의실","멀티(냉,난방)","1층 남측"]
["산학협력원","113","평생교육원 강의실","창업지원센타",46.64,"엘지","r-w0830t2s",16000,4100,"천장형(실내기)","실외기.실내기",220,"17.02","강의실","냉,난방기"]
["산학협력원","113","평생교육원 강의실","창업지원센타",46.64,"엘지","r-w0830t2s",16000,4100,"천장형(실내기)","셋트 자산",220,"17.02","강의실","냉,난방기"]
["산학협력원","115","평생교육원 강의실","창업지원센타",null,"엘지","rpuw060s2s","6hp",null,"ehp 실외기","2017-1030-0017",380,"17.03","강의실","멀티(냉,난방)","1층 남측"]
["산학협력원","115","평생교육원 강의실","창업지원센타",46.61,"엘지","r-w0830t2s",16000,4100,"천장형(실내기)","2017-1030-0015",220,"17.03","강의실","냉,난방기"]
["산학협력원",117,"평생교육원 강의실","창업지원센타",null,"엘지","r-w0830t2s",16000,4100,"천장형(실내기)","2017-1030-0016",220,"17.03","강의실","냉,난방기"]
["산학협력원",118,"평생교육원 강의실","창업지원센타",39.36,"엘지","rpuw060s2s","6hp",null,"ehp 실외기",null,380,"17.03","강의실","멀티(냉,난방)","2층 북측"]
["산학협력원",118,"평생교육원 강의실","창업지원센타",39.36,"엘지","r-w0830t2s",16000,4100,"천장형(실내기)","실외기.실내기",220,"17.03","강의실","냉,난방기"]
["산학협력원",118,"평생교육원 강의실","창업지원센타",null,"엘지","r-w0830t2s",16000,4100,"천장형(실내기)","셋트 자산",220,"17.03","강의실","냉,난방기"]
["산학협력원","119","평생교육원 강의실","창업지원센타",57.6,"엘지","rpuw060s2s","6hp",null,"ehp 실외기",null,380,"17.03","강의실","멀티(냉,난방)","2층 북측"]
["산학협력원","119","평생교육원 강의실","창업지원센타",null,"엘지","r-w0830t2s",16000,4100,"천장형(실내기)","실외기.실내기",220,"17.02","강의실","냉,난방기"]
["산학협력원","119","평생교육원 강의실","창업지원센타",null,"엘지","r-w0720t2s",16000,4100,"천장형(실내기)","셋트 자산",220,"17.02","강의실","냉,난방기"]
["산학협력원","204","학생창업지원공간",null,81.260000000000005,{"$nulls":8},"외부업체","에(없음)"]
["산학협력원",204]
["산학협력원","206","Fingram",null,47.75,"삼성","AP-C2300",8300,2400,"슬립형",null,220,"01.05","외부업체"]
["산학협력원","207","TNI",null,46.62,"도시바","ras-11nav-k",4620,1620,"벽걸이",null,220,"07.04","외부업체"]
["산학협력원","208","다당앤",null,46.62,"엘지","s-w133aaaw",5200,1580,"벽걸이",null,220,"11.05","외부업체"]
["산학협력원","209","다당앤",null,46.62,"삼성","af-cz121b",4700,1400,"슬립형",null,220,"10.07","외부업체"]
["산학협력원","210",null,null,46.62,{"$nulls":9},"에)없음"]
["산학협력원","210",null,null,46.62,{"$nulls":9},"에)없음"]
["산학협력원","211","창업보육센터 사무실","창업보육센터 ",46.62,"삼성","ap-611cra",6100,3100,"슬립형",null,220,"10.07","행정실"]
["산학협력원","212","스마텍","창업보육센터 외부업체",46.62,"삼성","ap-l2330",8300,2400,"슬립형",null,220,"10.07","외부업체"]
["산학협력원","213","레위","창업보육센터 외부업체",46.62,"엘지","fnq166dbdw",6500,1840,"슬립형",null,220,"13.06","외부업체"]
["산학협력원","214","서밋 이엔지","창업보육센터 외부업체",47.75,"만도","mpa514e",5100,1800,"슬립형",null,220,"97.03","외부업체"]
["산학협력원","215","인디고 엔터테인먼트","창업보육센터 외부업체",61.32,"엘지","lpnc285sk",10000,3080,"슬립형",null,220,"08.06","외부업체"]
["산학협력원","215","인디고 E/T","창업보육센터 외부업체",{"$nulls":9},"외부업체","없음"]
["산학협력원","216","나우(김현철)","창업보육센터 외부업체",60.21,{"$nulls":8},"외부업체","없음"]
["산학협력원","216","나우(김현철)","창업보육센터 외부업체",60.21,{"$nulls":8},"외부업체","없음"]
["산학협력원","227","ANK","창업보육센터 외부업체",77.72,"삼성","ap-q361n",13000,3999,"중형",null,220,"08.06","행정실"]
["산학협력원",228,"창업보육센터","창업보육센터",47.91,{"$nulls":9},"에(없음)"]
["산학협력원",228,"창업보육센터","창업보육센터",47.91,{"$nulls":9},"에(없음)"]
["산학협력원","229","그린에너지 연구실","창업보육센터 외부업체",49.05,"캐리어","cp-a120mab",4700,1480,"슬립형",null,220,"08.03","외부업체"]
["산학협력원",294,"매점","소비조합",null,"엘지","fnc-237gaw",8300,2490,"슬립형",null,220,"14.07","복지시설","소비조합"]
["산학협력원","230","나우(김현철)","창업보육센터 ",47.91,"삼성",null,null,null,"천장형(실내기)",null,220,"12.09","외부업체","냉,난방기"]
["산학협력원",231,"모은텟","창업보육센타",null,"캐리어","cs-a121apo",4700,1500,"벽걸이",null,220,"08.06","외부업체"]
["산학협력원","231-1","linc육성사업단 창업지원공간","창업보육센타",77.760000000000005,"삼성","ap-q361n",13000,3990,"중형",null,220,"08.06"]
["산학협력원","231-1","linc육성사업단 창업지원공간","창업보육센타"]
["산학협력원","304","모형 제작실","건축학과",40.14,"캐리어","cp-120vawa",4700,1500,"슬립형","2007-1130-0001",220,"07.06","실험실"]
["산학협력원","305","자료보관실","건축학과",86.04,"캐리어","cp-a280mao",10000,3250,"슬립형","2007-1130-0002",220,"07.04","실험실"]
["산학협력원","305-1","출력실","건축학과",19.100000000000001,{"$nulls":9},"에)없음"]
["산학협력원","305-1","출력실","건축학과(대학)",19.100000000000001,{"$nulls":9},"에)없음"]
["산학협력원","308","BIM기반 건축설계 및 시공 통합 팹랩","건축학과",46.3,"캐리어","cp-a280mao",10000,3250,"슬립형","2007-1135-0001",220,"07.08","실험실","랩실"]
["산학협력원","309","Design Studio 22","건축학과",46.48,"캐리어","cp-a280mao",10000,3250,"슬립형","2007-1135-0002",220,"07.08","실험실"]
["산학협력원","311","Design Studio 23","건축학과",46.48,"캐리어","cp-a280mao",10000,3250,"슬립형","2007-1135-0003",220,"07.08","실험실"]
["산학협력원","313","Design Studio 25","건축학과",46.48,"캐리어","cp-a280mao",10000,3250,"슬립형","2007-1135-0004",220,"07.08","실험실"]
["산학협력원","315","Design Studio 11","건축학과",46.48,"캐리어","cp-a280mao",10000,3250,"슬립형","2007-1135-0005",220,"07.08","실험실"]
["산학협력원","317","Design Studio 12","건축학과",46.48,"캐리어","cp-a280mao",10000,3250,"슬립형",null,220,"07.05","실험실"]
["산학협력원","319","Design Studio 13","건축학과",47.61,"캐리어","cp-a280mao",10000,3250,"슬립형","2007-1135-0007",220,"07.08","실험실"]
["산학협력원","321","Design Studio 24","건축학과",46.48,"캐리어","cp-a280mao",10000,3250,"슬립형","2007-1135-0008",220,"07.08","실험실"]
["산학협력원","322","Design Studio 43","건축학과",41.25,"캐리어","cp-a280mao",10000,3250,"슬립형","2007-1135-0012",220,"07.08","실험실"]
["산학협력원","323","Design Studio 42","건축학과",40.049999999999997,"캐리어","cp-a230maa",10000,3250,"슬립형","2007-1135-0009",220,"07.08","실험실"]
["산학협력원","324","Design Studio 41","건축학과",40.14,"캐리어","cp-a230maa",10000,3250,"슬립형","2007-1135-0010",220,"07.08","실험실"]
["산학협력원","325","작품보관실","건축학과",20.07,{"$nulls":9},"에)없음"]
["산학협력원","332","모형보관실","건축학과",41,"캐리어","cp-a230maa",8300,2500,"슬립형","2007-1135-0011",220,"07.08","실험실"]
["산학협력원","332-1","전시실","건축학과",40.53,{"$nulls":9},"에)없음"]
["산학협력원","332-1","전시실","건축학과(대학)",40.53,{"$nulls":9},"에)없음"]
["산학협력원","333-1","Design Studio 52","건축학과",40.159999999999997,"캐리어","cp-a230maa",8300,2500,"슬립형",null,220,"07.08","실험실"]
["산학협력원","333-2","Design Studio 53","건축학과",41.23,"캐리어","cp-a231maa",8300,2500,"슬립형","2007-1135-0014",220,"07.08","실험실"]
["산학협력원","334","Design Studio 31","건축학과",49.21,"캐리어","cp-a232maa",8300,2500,"슬립형","2007-1135-0015",220,"07.08","실험실"]
["산학협력원","335","Design Studio 32","건축학과",47.91,"캐리어","cp-a233maa",8300,2500,"슬립형","2007-1135-0016",220,"07.08","실험실"]
["산학협력원","336","Design Studio 33","건축학과",47.91,"캐리어","cp-a234maa",8300,2500,"슬립형","2007-1135-0017",220,"07.08","실험실"]
["산학협력원",337,"소학회 (동아리)","미디어학과",{"$nulls":10},"소학회"]
["산학협력원",337,"소학회 (동아리)",{"$nulls":11},"소학회"]
["산학협력원","404","IE연구실","미디어학과",40.14,"엘지","lpnc-153cs",6000,1620,"슬립형",null,220,"07.04","행정실"]
["산학협력원","405","스튜디오","미디어학과",21.18,"엘지","lt-n600sb",6000,1620,"천장형(실내기)",null,220,"03.05","실험실","냉방전용","2층 북측"]
["산학협력원","405","스튜디오","미디어학과",21.18,"엘지","lt-n600sb",6000,1620,"천장형(실내기)",null,220,"03.05","실험실","냉방전용","2층 북측"]
["산학협력원","405-1","스튜디오 조정실","미디어학과",20.07,{"$nulls":6},220]
["산학협력원","405-1","스튜디오 조정실","미디어학과(대학)",20.07,{"$nulls":6},220]
["산학협력원","407","오규환 교수연구실","미디어학과",24.39,"캐리어","cs-a105tro",4000,1185,"벽걸이","1995-2116-0002",220,"95.07","교수실"]
["산학협력원","408","이경원 교수연구실","미디어학과",23.26,"캐리어","cs-a106tro",4000,1185,"벽걸이","2008-2037-0002",220,"08.07","교수실"]
["산학협력원","409","김현희 교수연구실","미디어학과",23.26,"삼성","AS-V63CA",2300,600,"벽걸이",null,220,"03.05","교수실"]
["산학협력원","410","김지은 교수연구실","미디어학과",23.26,"엘지","lsnc-062b",2300,600,"벽걸이",null,220,"05.04","교수실"]
["산학협력원","411","이주엽 교수연구실","미디어학과",23.26,"캐리어","cs-a081apo",3200,870,"벽걸이","2007-2034-0001",220,"07.08","교수실"]
["산학협력원","412","장우진 교수연구실","미디어학과",23.26,"삼성","as-g610t",2300,600,"벽걸이",null,220,"04.07","교수실"]
["산학협력원","413","김효동 교수연구실","미디어학과",23.26,"삼성","as-k61c",2300,600,"벽걸이",null,220,"05.03","교수실"]
["산학협력원","414","석혜정 교수연구실","미디어학과",23.26,"삼성","ar-cp103a",4000,1285,"벽걸이","2012-2070-0007",220,"12.06","교수실"]
["산학협력원","415","미디어 전공강의실","미디어학과",46.52,"삼성","iaph-h1710",null,null,"스텐드","2002-9069-0002",220,"02.10","강의실","15~17통합"]
["산학협력원","417","미디어 전공강의실","미디어학과",23.26,"엘지",null,null,null,"천장형(실내기)","2010-1125-0001",220,"10.10","강의실","냉방전용","4층 남측"]
["산학협력원","418","인쇄실","미디어학과",15.51,"캐리어","cs-082pd",3200,899,"벽걸이","1993-2212-0001",220,"93.08","행정실"]
["산학협력원","418-1","랜더팜실","미디어학과",7.75,"캐리어","cp-a280maa",10000,3400,"슬립형","2007-1157-0001",220,"07.07","실험실"]
["산학협력원","419","애니메이션실","미디어학과",70.2,"삼성",null,null,null,"천장형(실내기)",null,220,"07.07","실험실","냉방전용","4층 남측"]
["산학협력원","419","애니메이션실","미디어학과",70.2,"삼성",null,null,null,"천장형(실내기)",null,220,"07.07","실험실","냉방전용","4층 남측"]
["산학협력원","420","드로잉실","미디어학과",70.2,"삼성",null,null,null,"천장형(실내기)",null,220,"07.07","실험실","냉방전용","4층 남측"]
["산학협력원","420","드로잉실","미디어학과",70.2,"삼성",null,null,null,"천장형(실내기)",null,220,"07.07","실험실","냉방전용","4층 남측"]
["산학협력원","421","미디어실습실","미디어학과",60.48,"삼성",null,null,null,"천장형(실내기)",null,220,"07.07","실험실","냉방전용","4층 남측"]
["산학협력원","421","미디어실습실","미디어학과",60.48,"삼성",null,null,null,"천장형(실내기)",null,220,"07.07","실험실","냉방전용","4층 남측"]
["산학협력원","422","전공강의실","미디어학과",80.64,"엘지","lpnc-1457d",14500,4500,"중형","2007-1098-0003",380,"07.05","강의실"]
["산학협력원","422-1","전공강의실","미디어학과",null,"삼성","ac072ec4dbc1",7200,2200,"천장형(실내기)","2012-1020-0251",220,"13.02","강의실","냉방전용","4층 남측"]
["산학협력원","427","서버 및 장비실 ","대학원 컴퓨터공학과",38.58,"캐리어","cp-a150mab",6000,1750,"슬립형","2011-1020-0193",220,"12.02","실험실"]
["산학협력원","428","세미나실","대학원 컴퓨터공학과",20.07,"캐리어","cs-a080awb",3200,870,"벽걸이","2011-1020-0232",220,"12.02","행정실"]
["산학협력원","429","실시간패킷분석","대학원 컴퓨터공학과",39.159999999999997,"캐리어","cs-a150awb",6000,1750,"슬립형","2011-1020-0238",220,"12.02","실험실"]
["산학협력원","430","실시간패킷분석","대학원 컴퓨터공학과",39.17,"캐리어","cs-a150awb",6000,1750,"슬립형","2011-1020-0144",220,"12.02","실험실"]
["산학협력원","431","최경희 교수연구실","대학원 컴퓨터공학과",24.35,"캐리어","cs-102pc",4000,1280,"벽걸이",null,220,"02.03","교수실"]
["산학협력원","432","정기현 교수연구실","대학원 컴퓨터공학과",24.77,"캐리어","cs-102pc",4000,1280,"벽걸이",null,220,"02.03","교수실"]
["산학협력원","433","산학원 공동 LAB","컴퓨터공학과",23.96,"캐리어","cs-102pc",4000,1280,"벽걸이","2002-1084-0004",220,"02.06","실험실"]
["산학협력원","434","산학원 공동 LAB","대학원 컴퓨터공학과",23.96,"캐리어","cs-102pc",4000,1280,"벽걸이","2002-1084-0003",220,"02.06","실험실"]
["산학협력원","435","모바일 연구실2","미디어학과",23.96,"캐리어","cs-102pc",4000,1280,"벽걸이","2002-1084-0002",220,"02.06","실험실"]
["산학협력원","436","실시간패킷분석","대학원 컴퓨터공학과",24.12,"캐리어","cs-a080awb",3200,870,"벽걸이","2011-1020-0194",220,"12.02","실험실"]
["산학협력원","504","강의실","정보통신공학과",40.07,"삼성",null,null,null,"천장형(실내기)",null,220,"11.01","강의실","냉방전용"]
["산학협력원","505","세미나실","정보통신공학과",41.25,"삼성",null,null,null,"천장형(실내기)","2010-1323-0001",220,"11.01","강의실","냉방전용"]
["산학협력원","507","손경아 교수연구실","정보컴퓨터공학과(대학)",24.53,"캐리어","cs-a081adm",3200,870,"벽걸이","2006-1136-0025",220,"05.03","교수실"]
["산학협력원","508","이성주 교수연구실","산업공학과",23.24,"도시바","ras-06ukp-k",2350,660,"벽걸이","2005-9091-0001",220,"05.06","교수실"]
["산학협력원","509","위규범 교수연구실","정보컴퓨터공학과(대학)",23.24,"삼성","as-k810",3200,850,"벽걸이",null,220,"03.04","교수실"]
["산학협력원","510","박기진 교수연구실","산업정보시스템공학과",23.24,"만도","ra-068cv",2300,630,"벽걸이",null,220,"04.06","교수실"]
["산학협력원","511","곽진 교수연구실","정보컴퓨터 공학과",23.24,"삼성","as-k810",3200,850,"벽걸이","2003-1049-0013",220,"03.05","교수실"]
["산학협력원","512","김재훈 교수연구실","지식정보보안과",23.24,"캐리어","cs-081adc",3200,870,"벽걸이","2006-1136-0022",220,"06.08","교수실"]
["산학협력원","513","예홍진 교수연구실","정보컴퓨터공학과(대학)",23.24,"삼성","ar-cp101b",4000,1285,"벽걸이","2010-2135-0002",220,"11.02","교수실"]
["산학협력원","514","모바일 보안연구실","지식정보보안학과",23.24,"삼성","ar-cp101b",4000,1285,"벽걸이","2010-1322-0001",220,"11.02","교수실"]
["산학협력원","515","손태식 교수연구실","정보컴퓨터공학과(대학)",23.24,"삼성","ar-cp101b",4000,1285,"벽걸이","2010-1322-0002",220,"11.02","교수실"]
["산학협력원","516","김기형 교수연구실","정보컴퓨터공학과(대학)",23.24,"삼성","ar-cp101b",4000,1285,"벽걸이","2010-2135-0005",220,"11.02","교수실"]
["산학협력원","517","홍만표 교수연구실","정보컴퓨터공학과(대학)",23.24,"삼성","ar-cp101b",4000,1285,"벽걸이","2010-2135-0001",220,"11.02","교수실"]
["산학협력원","518","서버운영실-1","대학원 컴퓨터공학과",23.24,"삼성","ar-cp101b",4000,1285,"벽걸이","2010-2135-0003",220,"11.02","실험실"]
["산학협력원","519","디지털백신연구실","대학원 컴퓨터공학과",46.48,"삼성","ar08fcbp1wq",3200,907,"벽걸이",null,220,"13.07","실험실"]
["산학협력원","520","서버운영실-2","대학원 컴퓨터공학과",23.24,"삼성","ar-c101b",4000,1285,"벽걸이","2010-2135-0004",220,"11.02","실험실"]
["산학협력원","521","인터넷보안연구실","지식정보보안학과",71,"엘지","ltnq720",7200,2500,"천장형(실내기)","2014-1020-0096",220,"15.02","실험실","냉방전용","519호 남측"]
["산학협력원","521","인터넷보안연구실","지식정보보안학과",null,"엘지","ltnq720",7200,2500,"천장형(실내기)","2014.1020-0091",220,"15.02","실험실","냉방전용","519호 남측"]
["산학협력원","522","적응보안연구실","대학원 컴퓨터공학과",81.39,"캐리어","ch-402fw",12500,4850,"중형","1996-0599-0001",220,"96.08","실험실"]
["산학협력원","524","인터넷면역시스템","대학원 컴퓨터공학과",60.22,"캐리어","ca-231hc",7200,2700,"슬립형","2000-1165-0004",220,"00.08","실험실"]
["산학협력원","531","지식정보보안학과","지식정보보안학과",41.9,"삼성","ape-e150ac",6000,1950,"슬립형","2003-1049-0001",220,"03.05","행정실"]
["산학협력원","532","인터넷랩1","대학원 컴퓨터공학과",40.369999999999997,"캐리어","cp-a150mab",6000,1750,"슬립형","2011-1020-0234",220,"12.02","실험실"]
["산학협력원","533","인터넷랩2","대학원 컴퓨터공학과",40.369999999999997,"캐리어","cp-a150mab",6000,1750,"슬립형","2011-1020-0236",220,"12.02","실험실"]
["산학협력원","534","분산이동컴퓨팅 ","대학원 컴퓨터공학과",41.9,"캐리어","cp-a150mab",6000,1750,"슬립형",null,220,"11.07","실험실"]
["산학협력원","535","미디어크리틱실","미디어학과(대학)",24.53,"삼성","as-k810",3200,850,"벽걸이"," 2003-1049-0010",220,"03.05","실험실"]
["산학협력원","536","회의실","지식정보보안과",24.48,"삼성","as-k810",3200,850,"벽걸이","2003-1049-0009",220,"03.05","행정실"]
["산학협력원","537","센서네트워크 테스트 ","대학원 컴퓨터공학과",23.86,"캐리어","cs-a080awb",3200,870,"벽걸이","2011-1020-0235",220,"12.02","실험실"]
["산학협력원","538","인터넷랩4","대학원 컴퓨터공학과",23.86,"캐리어","cs-a080awb",3200,870,"벽걸이","2011-1020-0145",220,"12.02","실험실"]
["산학협력원","539","장비실","대학원 컴퓨터공학과",23.86,"캐리어","cs-a080awb",3200,870,"벽걸이","2011-1020-0196",220,"12.02","실험실"]
["산학협력원","540","분산이동컴퓨팅 ","컴퓨터공학과",24.03,"캐리어","cs-a080awb",3200,870,"벽걸이",null,220,"11.06","실험실"]
["산학협력원","604","ID/CGI 연구실 / ","미디어학과",41.08,"캐리어","cp-a230mab",8300,2600,"슬립형","2003-1050-0001",220,"03.05","실험실"]
["산학협력원","605","CG연구실","미디어학과",42.82,"캐리어","cp-a230mab",8300,2600,"슬립형",null,220,"07.07","실험실"]
["산학협력원","607","vr연구실","미디어학과",25.79,"엘지","snq106baw",4000,1400,"벽걸이","2013-1013-0001",220,"13.05","실험실"]
["산학협력원","608","신현준 교수연구실","미디어학과(대학)",23.78,"캐리어","cs-a081amo",3200,870,"벽걸이","1996-0600-0005",220,"96.07","교수실"]
["산학협력원","609","최정주 교수연구실","미디어학과(대학)",23.78,"캐리어","cs-a081apo",3200,870,"벽걸이","2007-2034-0003",220,"07.06","교수실"]
["산학협력원","610","경민호 교수연구실","미디어학과(대학)",23.78,"캐리어","cs-081apo",3200,870,"벽걸이",null,220,"07.06","교수실"]
["산학협력원","611","공실 (구. 최진영)","산업정보시스템공학과",23.78,"캐리어","cs-a081amo",3200,870,"벽걸이","2007-2092-0011",220,"07.06","교수실"]
["산학협력원","612","권용진 교수연구실","산업정보시스템공학과",23.78,"캐리어","cs-081apo",3200,870,"벽걸이","2007-2092-0010",220,"07.08","교수실"]
["산학협력원","613","박재일 교수연구실","산업정보시스템공학과",23.78,"캐리어","cs-a081amo",3200,870,"벽걸이","2007-2092-0009",220,"07.08","교수실"]
["산학협력원","614","도시건축환경-","건축학과",23.78,"만도","msc-092a",3550,1190,"벽걸이",null,220,"97.02","실험실"]
["산학협력원","615","도시건축연구실","건축학과",23.78,"캐리어","cs-a081amo",3200,870,"벽걸이","2007-2092-0007",220,"07.08","실험실"]
["산학협력원","616","적응보안 연구실","대학원 컴퓨터공학과",23.78,"캐리어","cs-a081amo",3200,870,"벽걸이","2007-2092-0006",220,"07.08","실험실"]
["산학협력원","617","이윤진 교수연구실","미디어학과(대학)",23.78,"삼성","ar-n8a",3200,907,"벽걸이","2009-1551-0001",220,"10.02","교수실"]
["산학협력원","618","소셜미디어연구실","미디어학과",23.78,"캐리어","cs-061ps",2300,680,"벽걸이",null,220,"05.08","실험실"]
["산학협력원","619","고욱 교수연구실","미디어학과(대학)",23.78,"삼성","aph-h171o",7000,2200,"슬립형","2002-9069-0003",220,"02.10","교수실"]
["산학협력원",620,"임유상 교수연구실","미디어학과(대학)",23.78,"엘지","sq1118sf2w",4200,1040,"벽걸이","2017-2070-0006",220,"17.05","교수실"]
["산학협력원","621","렌더링실","미디어학과",23.78,"엘지","lpnq1000vp",11000,3650,"중형","2015-1050-0018",220,"15.03","실험실","15.05.04(신설)"]
["산학협력원","622","HD편집실","미디어학과",23.78,"엘지","lp-205cs",5150,1720,"슬립형",null,220,"00.05","실험실"]
["산학협력원","623","3D영상실","미디어학과",49.51,"엘지","pq0830r2sf",8300,2800,"스텐드",null,220,"17.12","실험실",null,"7층 베란다"]
["산학협력원","625","모델링실","미디어학과",42.76,"엘지","pnw0720r2s",9500,3230,"스텐드","2015-1020-0096",220,"15.10","실험실","냉,난방기"]
["산학협력원","626","CGI/DS 연구실","미디어학과",41.08,"엘지","fnc156gbvw",6000,1800,"슬립형",null,220,"14.06","행정실","신규교체"]
["산학협력원","627","미디어학과/bk21/","미디어학과",41.08,"캐리어","cp-181vph",7200,2100,"슬립형","2007-2092-0004",220,"07.02","실험실"]
["산학협력원","628","특성화사업단행정실","미디어학과",20.54,"만도","mpa614g",6100,1910,"슬립형","2006-9074-0001",220,"06.06","실험실"]
["산학협력원","704"," 도시건축연구실","건축학과",41.08,"케리어","cs-a061gs",null,null,"벽걸이","2016-9117-0001",220,"07.05","실험실"]
["산학협력원","704"," 도시건축연구실","건축학과",null,"케리어","cs-a061gs",null,null,"벽걸이","2016-9117-0002",null,"17.02","실험실"]
["산학협력원","705","도시개발연구원실","건축학과",42.82,"엘지","lsnc133fb",5200,1550,"슬립형","2005-1106-0001",220,"17.02","실험실"]
["산학협력원","707","조봉호 교수연구실","건축학과(대학)",25.79,"삼성","ar-g17n",7000,2250,"슬립형","2009-1116-0001",220,"09.06","교수실"]
["산학협력원","708","차희성 교수연구실","건축학과(대학)",23.78,"엘지","ls-107cbl",4000,1140,"벽걸이",null,220,"02.05","교수실"]
["산학협력원","709","김경래 교수연구실","건축학과(대학)",23.78,"엘지","ls-103cb",3550,1220,"벽걸이",null,220,"99.05","교수실"]
["산학협력원","710","김장훈 교수연구실","건축학과(대학)",23.78,"캐리어","cs-081adc",3200,870,"벽걸이","2006-1136-0029",220,"06.08","교수실"]
["산학협력원","711","신동우 교수연구실","건축학과(대학)",23.78,"캐리어","cs-a081amo",3200,870,"벽걸이","2007-2034-0007",220,"07.06","교수실"]
["산학협력원","712","이승준 교수연구실","건축학과(대학)",23.78,"캐리어","das-095n",3550,1350,"벽걸이",null,220,"96.07","교수실"]
["산학협력원","713","설계크리틱룸","건축학과(대학)",47.56,"삼성","ap-w1240",4700,1360,"슬립형","2004-1150-0001",220,"04.05","실험실"]
["산학협력원","715","건축학부 사무실","건축학과(대학)",23.78,"캐리어","cs-a141apo",5500,1680,"슬립형","2004-1150-0001",220,"04.07","행정실"]
["산학협력원","716","제해성 교수연구실","건축학과(대학)",23.78,"대우","das-095n",3550,1350,"벽걸이",null,220,"96.07","교수실"]
["산학협력원","717","김도식 교수연구실","건축학과(대학)",23.78,"삼성","as-718",2800,950,"벽걸이",null,220,"97.10","교수실"]
["산학협력원","718","김지엽 교수연구실","건축학과(대학)",23.78,"삼성","ar-m10lcc",4000,1285,"벽걸이","2009-2125-0001",220,"09.08","교수실"]
["산학협력원","719","권순정 교수연구실","건축학과(대학)",23.78,"엘지","ga-765rce",2800,977,"벽걸이","2007-2034-0005",220,"07.06","교수실"]
["산학협력원","720","이규인 교수연구실","건축학과(대학)",23.78,"삼성","iasg-8501l",null,null,"벽걸이",null,220,"03.06","교수실"]
["산학협력원","721","한지형 교수연구실","건축학과(대학)",23.78,"캐리어","cs-a081amo",3200,870,"벽걸이","2007-2035-0008",220,"07.06","교수실"]
["산학협력원","722","김선숙 교수연구실","건축학과(대학)",23.78,"삼성","ar-cp102a",4000,1285,"벽걸이","2011-2070-0004",220,"11.07","교수실"]
["산학협력원","723","전유창 교수연구실","건축학과(대학)",23.78,"엘지","sq111bsf2w",4200,3900,"벽걸이","2017-2070-0002",220,"17.08","교수실"]
["산학협력원","724","김성욱 교수연구실","건축학과(대학)",25.73,"삼성","ar-m10lcc",4000,1285,"벽걸이","1997-3482-0001",220,"97.08","교수실"]
["산학협력원","725","행태연구실II","건축학과",42.76,"캐리어","cs-a141apd",5500,1660,"슬립형","2011-1080-0077",220,"11.08","실험실"]
["산학협력원","726","건축계획연구실","건축학과",41.08,"캐리어","dap-013lc",5000,1890,"슬립형",null,220,"96.06","실험실"]
["산학협력원","727","도시건축연구실","건축학과",61.62,"캐리어","dap-013lcf1",5000,1820,"슬립형","1997-3513-0049",220,"97.10","실험실"]
["산학협력원",727,null,"건축학과",null,"삼성","ar-cp141a",5500,1770,"벽걸이","2010-1102-0002",220,"10.07","실험실"]
["산학협력원",727,null,"건축학과",null,"삼성","ar-cp141a",5500,1770,"벽걸이","2010-1102-0001",220,"10.07","실험실"]
["산학협력원","804","구조공학실험실","건축공학과",41.08,"캐리어","dp-132e",4500,1710,"슬립형","2002-9069-0004",220,"02.10","실험실"]
["산학협력원","805","건설관리연구실","건축공학과",42.82,"엘지","ls-066cs",2300,610,"벽걸이",null,220,"01.06","실험실"]
["산학협력원",805,null,"건축공학과",null,"엘지","lsn132cs",5200,1580,"벽걸이",null,220,"05.06","실험실"]
["산학협력원","807","공정시뮬레이션실I","건축공학과",25.79,"삼성","ar-cp141a",5500,1770,"벽걸이",null,220,"10.05","강의실"]
["산학협력원","808","공정시뮬레이션실II","건축공학과",23.78,"삼성","ar-cp141a",5500,1770,"벽걸이",null,220,"10.04","실험실"]
["산학협력원","809","건축구조연구실","건축공학과",23.78,"삼성","ar-cp103a",4000,1285,"벽걸이","2012-1080-0001",220,"12.07","실험실"]
["산학협력원","810","구조시스템연구실","건축공학과",23.78,"삼성","ar-g17n",7000,2250,"슬립형","2009-1116-0002",220,"09.06","실험실"]
["산학협력원","811","공학설계실I","건축학과(대학)",71.34,"캐리어","cp-151valb",6000,1750,"슬립형",null,220,"06.03","실험실"]
["산학협력원","814","공학설계실II","건축학과(대학)",71.34,"캐리어","cp-a180mab",7200,2150,"슬립형","2008-1201-0001",220,"08.06","실험실"]
["산학협력원","817","DMC 연구실","미디어학과",23.78,"캐리어","cs-a081amo",3200,870,"벽걸이","2007-2125-0003",220,"09.08","실험실"]
["산학협력원","818","김재훈 교수연구실","산업공학과",23.78,"캐리어","cs-a081amo",3200,870,"벽걸이","2007-2125-0002",220,"07.09","교수실"]
["산학협력원","819","전세진 교수연구실","건설시스템공학과",23.78,"캐리어","cs-a081amo",3200,870,"벽걸이","2007-2125-0001",220,"07.09","교수실"]
["산학협력원","820","유정훈 교수연구실","교통시스템공학과",23.78,"캐리어","cs-a081ama",3200,870,"벽걸이","2008-2038-0001",220,"08.07","교수실"]
["산학협력원","821","유재희 교수연구실","정보컴퓨터공학과",23.78,"캐리어","cs-a081ama",3200,870,"벽걸이","2008-2028-0001",220,"08.05","교수실"]
["산학협력원","822","강선태 교수연구실","환경건설교통공학부(대학)",23.78,"캐리어","cs-a081ama",3200,870,"벽걸이","2008-2030-0001",220,"08.06","교수실"]
["산학협력원","823","조순행 교수연구실","환경안전공학과",23.78,"캐리어","cs-a081ama",3200,870,"벽걸이","2008-2024-0002",220,"08.04","교수실"]
["산학협력원","824","윤백","기계공학과",25.73,"캐리어","cs-a081ama",3200,870,"벽걸이","2008-2028-0002",220,"08.05","교수실"]
["산학협력원","825","전용강의실","건축학과(대학)",83.84,"엘지","lp-457cs",13000,3970,"중형","2002-1109-0002",220,"02.02","강의실"]
["산학협력원","827","세미나실","건축학과(대학)",41.08,"캐리어","cp-154vpm",6000,1900,"슬립형","2008-1201-0002",220,"08.06","행정실"]
["산학협력원","828","김상범 교수연구실","우주계측정보공학",20.54,"캐리어","cm-101gc",4000,1450,"벽걸이","2007-2092-0005",220,"07.03","교수실"]
["산학협력원","옥탑층","승강기실","시설팀/전기",null,"캐리어","dap-020ldg",7100,2430,"슬립형","2016-1070-0021",220,"16.10","시설(장비)"]
["성호관","지하층","변전실","시설팀/전기",75.239999999999995,"캐리어","cp-405a",13000,4300,"스텐드",null,220,"09.02","시설(장비)"]
["성호관",101,"매점","소비조합",378.24,"캐리어","cp-751a",21000,7900,"중형","2001-1184-0002",380,"01.06","복지시설","소비조합"]
["성호관","101-1","소비조합 사무실","소비조합",null,"엘지","fnc237gaw",8300,2490,"중형","2015-2060-0008",220,"15.06","행정실","15.06.15신설"]
["성호관","103","Smart Edu LAB","인문대학교학팀",133.84,"엘지","lpnq1000vp",10000,3200,"스텐드","2016-1127-0008",220,"17.02","강의실","냉방전용"]
["성호관","103","Smart Edu LAB","인문대학교학팀",null,"엘지","lpnq1000vp",10000,3200,"스텐드","2016-1127-0027",220,"17.02","강의실","냉방전용"]
["성호관","103-1","프린터 / 커뮤니티 룸","인문대학교학팀",18.55,{"$nulls":8},"행정실","에어컨없음"]
["성호관","103-1","프린터 / 커뮤니티 룸","인문대학교학팀",null,"캐리어","cs-a141apd",5500,1660,"벽걸이","2011-1020-0155",220,"12.02","행정실"]
["성호관","103-2","조교실","인문대학교학팀",12.9,"캐리어","cs-a100awa",4000,1190,"벽걸이","2011-1020-0225",220,"11.07","행정실"]
["성호관","104","강의실","교무팀",83.62,"캐리어","cp-405axb",13000,4300,"중형","2011-1100-0031",380,"11.10","강의실"]
["성호관",105,"강의실","교무팀",156.63999999999999,"캐리어","cp-505axb",14500,4800,"중형","2011-1100-0033",380,"11.10","강의실"]
["성호관",105,"강의실","교무팀",null,"캐리어","cp-505axb",14500,4800,"중형","2011-1100-0032",380,"11.10","강의실"]
["성호관","131","강의실","교무팀",124.33,"캐리어","cp-505axb",14500,4800,"중형","2011-1100-0034",380,"11.10","강의실"]
["성호관",132,"강의실","교무팀",124.33,"캐리어","cp-605axc",17700,5800,"중형","2011-1100-0025",380,"11.10","강의실"]
["성호관","133-1","(과학영재교육원 예정)","과학영재교육원",42.88]
["성호관",133,"강의실","교무팀",118.29,"캐리어","lpnc1457d",14500,4600,"중형","2006-1381-0013",380,"07.02","강의실"]
["성호관",134,"미화반 대기실","총무팀",27.02]
["성호관","135","대형강의실(소극장)","교무팀",475.93,{"$nulls":4},"공기조화기",null,null,null,"강의실","공기조화기"]
["성호관","135","대형강의실(소극장)","교무팀",475.93,{"$nulls":4},"공기조화기",null,null,null,"강의실","공기조화기"]
["성호관",134,"미화반 대기실","총무팀",27.02,"캐리어","cs-a081ama",3200,870,"벽걸이","1997-3513-0022",220,"97.10","행정실"]
["성호관",135,"소극장","교뭋팀"]
["성호관","201","강의실","교무팀",79.569999999999993,"엘지","lpnc1457d",14500,4600,"중형","2006-1381-0002",380,"07.02","강의실"]
["성호관","201-1","강의실","교무팀",79.569999999999993,"엘지","lpnc1457d",14500,4600,"중형","2006-1381-0010",380,"06.04","강의실"]
["성호관","202","강의실","교무팀",122.59,"캐리어","cp-502ax",14500,4800,"중형","2001-1110-0001",380,"01.07","강의실"]
["성호관",203,"강의실","교무팀",122.59,"엘지","lpnc1457d",14500,4600,"중형","2006-1381-0006",380,"07.02","강의실"]
["성호관",203,"강의실","교무팀",null,"엘지","lp-c230sk",8300,2360,"슬립형",null,220,"03.06","강의실"]
["성호관",204,"강의실","교무팀",122.59,"엘지","lpnc231sk",8300,2360,"슬립형","2004-1090-0009",220,"04.05","강의실"]
["성호관",204,"강의실","교무팀",null,"엘지","lpnc1307d",8300,2200,"슬립형","2006-1381-0015",220,"07.02","강의실"]
["성호관",205,"강의실","교무팀",124.33,"캐리어","cp-605axb",17700,5800,"중형","2011-1080-0067",380,"11.08","강의실"]
["성호관","231","미화반 대기실","총무팀",34.32,"캐리어","cp-124vpm",4700,1490,"슬립형",null,220,"06.01","행정실"]
["성호관","232","강의실","교무팀",127.38,"캐리어","cp-603ax",17700,5800,"중형","2006-1381-0014",380,"07.02","강의실"]
["성호관","233","강의실","교무팀",69.88,"캐리어","cp-405axb",13000,4300,"중형","2011-1080-0068",380,"11.08","강의실"]
["성호관","234","강의실","교무팀",54.45,"캐리어","cp-405axb",13000,4300,"중형","2011-1080-0069",380,"11.08","강의실"]
["성호관","235","강의실","교무팀",54.45,"캐리어","cp-405axb",13000,4300,"중형","2011-1080-0070",380,"11.08","강의실"]
["성호관","236","강의실","교무팀",69.88,"캐리어","cp-405axb",13000,4300,"중형","2011-1080-0072",380,"11.08","강의실"]
["성호관","237","강의실","교무팀",85.76,"캐리어","cp-505axb",14500,4800,"중형",null,380,"11.06","강의실"]
["성호관","238","(과학영재교육원 )","과학영재교육원",18.87,"엘지","lpnc232s",8300,2360,"슬립형",null,220,"05.04","행정실"]
["성호관",238,"(과학영재교육원)","과학영재교육원",null,"캐리어","cs-a081amo",3200,870,"벽걸이","2007-2118-0007",220,"07.09","행정실"]
["성호관",239,"(과학영재교육원 )",null,18.079999999999998,{"$nulls":9},"에)없음"]
["성호관","240","(과학영재교육원 )",null,18.079999999999998,{"$nulls":9},"에)없음"]
["성호관","241","최용찬(글쓰기특임)","다산학부대학",17.38,"캐리어","cs-a081amo",3200,870,"벽걸이","2007-2118-0005",220,"07.09","행정실"]
["성호관","242","모델기반 시스템 공학연구실","시스템공학과",18.079999999999998,"캐리어","cs-a081amo",3200,870,"벽걸이","2007-2118-0004",220,"07.09","강의실"]
["성호관","243","모델기반 시스템 공학연구실","시스템공학과",18.079999999999998,"캐리어","cs-a081amo",3200,870,"벽걸이","2007-2118-0003",220,"07.09","강의실"]
["성호관","244","모델기반 시스템 공학연구실","시스템공학과",25.25,"캐리어","cp-a155rrd",6000,1750,"슬립형",null,220,"07.04","강의실"]
["성호관","301","교수학습지원센터","교수학습개발센터",77.459999999999994,"엘지","fnc236gaw",8300,2490,"슬립형","2013-1020-0359",220,"14.02","행정실"]
["성호관","301","교수학습지원센터","교수학습개발센터",null,"엘지","snq106baw",4000,1400,"벽걸이","2013-1020-0356",220,"13.06","행정실"]
["성호관","302","교수학습지원센터","교수학습개발센터",52.25,"엘지","lpnq1000vp",11000,3650,"중형","2015-1120-0069",220,"15.10","행정실"]
["성호관","302-1","교수학습지원센터 ","교수학습개발센터",14.74,"캐리어","cs-a100awa",4000,1190,"벽걸이",null,220,null,"행정실"]
["성호관","302-2","센터장실","교수학습개발센터",14.74,"캐리어","cs-a100awa",4000,1190,"벽걸이","2011-1020-0019",220,"12.02","행정실"]
["성호관","303","강의실(교수학습개발센터 활용)","교수학습개발센터",118.03,"캐리어","cp-405ab",13000,4400,"중형","2011-1020-0226",220,"12.02","강의실"]
["성호관","304","강의실(우선배정 / 다산학부대학)","다산학부대학",119.57,"엘지","cp-c230sk",8300,2380,"슬립형","2003-1138-0006",220,"03.09","강의실"]
["성호관",304,"강의실","다산학부대학",null,"엘지","lpnc1457d",14500,4600,"중형","2006-1381-0005",380,"07-02","강의실"]
["성호관","305","강의실","다산학부대학",118.8,"엘지","cp-557cs",14500,4600,"중형","2004-1090-0017",380,"04.05","강의실"]
["성호관",305,"강의실","다산학부대학",null,null,"lpnc231sk",8300,2360,"슬립형","2004-1090-0012",220,"04.05","강의실"]
["성호관","306","강의실","다산학부대학",120.78,"엘지","lpnc231sk",8300,2360,"슬립형","2004-1090-0006",220,"04.05","강의실"]
["성호관","306","강의실","다산학부대학",null,"엘지","lp557cs",14500,4600,"중형",null,380,"02.05","강의실"]
["성호관","331-1","여성센터 창고","여대생커리어개발센터",10.94]
["성호관","331","스튜디오","교수학습개발센터",null,"엘지","ltuw402sue",4000,1330,"천장형(실내기)","2013-1020-0325",220,"14.01","강의실","냉,난방기","1층 북측"]
["성호관","331","스튜디오","교수학습개발센터",null,"엘지","ltuw603sp",6000,1800,"천장형(실내기)","2013-1020-0324",220,"14.01","강의실","냉,난방기","1층 북측"]
["성호관","331","스튜디오","교수학습개발센터",null,"엘지","ltuw603sp",6000,1800,"천장형(실내기)","2013-1020-0323",220,"14.01","강의실","냉,난방기","1층 북측"]
["성호관","331","스튜디오","교수학습개발센터",null,"엘지","ltuw902sn",9000,2750,"천장형(실내기)","2013-1020-0322",220,"14.01","강의실","냉,난방기","1층 북측"]
["성호관","332","강의실","다산학부대학",69.88,"캐리어","cp-505axb",14500,4800,"중형",null,380,"11.05","강의실"]
["성호관","333","강의실","다산학부대학",54.45,"캐리어","cp-a280mad",10000,3400,"슬립형",null,220,"11.08","강의실"]
["성호관","334","강의실","다산학부대학",124.33,"캐리어","cp-603ax",17700,5800,"중형",null,380,"07.01","강의실"]
["성호관","335","국제교육센타akp","여성센타",56.49,"엘지","rpuw040s2s",11000,2680,"ehp 실외기","공사구매",220,"17.09","실험실","멀티(냉,난방)","강당 옥상"]
["성호관",335,"국제교육센타akp","여성센타",null,"엘지","r-nw061g2s",6000,200,"천장형(실내기)","공사구매",220,"17.09","실험실","2WAY(냉,난방)"]
["성호관",335,"국제교육센타akp","여성센타",null,"엘지","r-w0400t2s",4000,300,"천장형(실내기)","공사구매",220,"17.09","실험실","4WAY(냉,난방)"]
["성호관","336-1","여성센터 집단상담실","여대생커리어개발센터",14.635]
["성호관","337","물리학전공강의실","물리학과(대학)",77.790000000000006,"엘지","lp-467cs",13000,3970,"중형",null,220,"02.04","강의실"]
["성호관",338,"박수영 교수연구실","융복합교육센터",19.28,"캐리어","cs-081ade",3200,870,"벽걸이","2006-1136-0014",220,"06.08","행정실"]
["성호관",339,"대학원 세미나실","대학원교학팀",44.77,"엘지","fc-237gaw",8300,2500,"스텐드","2016-1127-0014",220,"17.02","행정실"]
["성호관",401,"이종욱","전자공학과(대학)",19.739999999999998,"캐리어","cs-081asm",3200,870,"벽걸이","2006-1136-0008",220,"06.08","교수실"]
["성호관",402,"LimeiPeng, YANKUI","문화콘텐츠학과",19.739999999999998,"캐리어","cs-a081amo",3200,870,"벽걸이","2007-2092-0001",220,"07.08","교수실"]
["성호관",403,null,"교수연구실 배정",19.739999999999998,"캐리어","cs-081asm",3200,870,"벽걸이",null,220,"06.08","교수실"]
["성호관",404,"이진우","기계공학과(대학)",21.38,"캐리어","cs-a081amo",3200,870,"벽걸이","2007-2118-0002",220,"07.09","교수실"]
["성호관",405,"신승훈,신영철","전자공학과",21.38,"삼성","ar-cp103a",4000,1285,"벽걸이","2012-2070-0005",220,"12.06","교수실"]
["성호관",406,"홍셩연 교수연구실","다산학부대학",21.38,"삼성","as-k810v",3200,850,"벽걸이",null,220,"05.02","교수실"]
["성호관",407,"정재영(특임)","다산학부대학",21.38,"삼성","as-k810v",3200,850,"벽걸이",null,220,null,"교수실"]
["성호관",408,"송하석","다산학부대학",21.38,"캐리어","cs-081asc",3200,870,"벽걸이","2006-1154-0004",220,"06.09","교수실"]
["성호관",409,"홍성기","다산학부대학",21.38,"캐리어","cs-a081amo",3200,870,"벽걸이","2007-2118-0001",220,"07.09","교수실"]
["성호관",410,"이정일","기계공학과",21.38,"엘지","sq117bbw",4000,1040,"벽걸이","2016-2090-0051",220,"16.08","교수실"]
["성호관",411,"최정철","다산학부대학",21.38,"캐리어","cs-a081amo",3200,870,"벽걸이","2007-1371-0002",220,"07.12","교수실"]
["성호관",412,"이재황(글쓰기 특임)","다산학부대학",21.38,"캐리어","cs-a081amo",3200,870,"벽걸이","2007-1371-0003",220,"07.12","교수실"]
["성호관",413,"박승설/황성임","다산학부대학",21.38,"캐리어","cs-a081amo",3200,870,"벽걸이","2007-1371-0004",220,"07.12","교수실"]
["성호관",414,"정명화/정은경","다산학부대학",21.38,"캐리어","cs-a081apo",3200,870,"벽걸이","2007-1371-0005",220,"07.12","교수실"]
["성호관",415,"이경화/정교순","다산학부대학",21.38,"캐리어","cs-a081amo",3200,870,"벽걸이","2007-1371-0006",220,"07.12","교수실"]
["성호관",416,"이영만/임미라","다산학부대학",21.38,"캐리어","cs-a081amo",3200,870,"벽걸이","2007-1371-0007",220,"07.12","교수실"]
["성호관",417,"Joseph Ball","다산학부대학",21.38,"캐리어","cs-a081apo",3200,870,"벽걸이","2007-1371-0008",220,"07.12","교수실"]
["성호관",418,"Angela, 이진","다산학부대학",21.38,"캐리어","cs-a081amo",3200,870,"벽걸이","2007-1371-0009",220,"07.12","교수실"]
["성호관",419,"Nicolas, Philip Chivers","다산학부대학",21.38,"캐리어","cs-a081apo",3200,870,"벽걸이","2007-1371-0010",220,"07.12","교수실"]
["성호관",420,"Kevin, Scott","다산학부대학",21.38,"캐리어","cs-a081amo",3200,870,"벽걸이","2007-1371-0011",220,"07.12","교수실"]
["성호관",421,"Vincent(2015-1신임), Joshua","다산학부대학",21.38,"캐리어","cs-a081apo",3200,870,"벽걸이","2007-1371-0012",220,"07.12","교수실"]
["성호관",422,"이재원(글쓰기 특임)","다산학부대학",21.38,"캐리어","cs-a081amo",3200,870,"벽걸이","2007-1371-0013",220,"07.12","교수실"]
["성호관",423,"최고원(글쓰기 특임)","다산학부대학",21.38,"캐리어","cs-a081apo",3200,870,"벽걸이","2007-1371-0014",220,"07.12","교수실"]
["성호관",424,"이현석(글쓰기 특임)","다산학부대학",21.38,"캐리어","cs-a081amo",3200,870,"벽걸이","2007-1371-0015",220,"07.12","교수실"]
["성호관",425,"이병훈(글쓰기 특임)","다산학부대학",26.92,"캐리어","cs-a081amo",3200,870,"벽걸이","2007-2035-0005",220,"07.06","교수실"]
["성호관",426,"정진희(글쓰기 특임)","다산학부대학",17.850000000000001,"캐리어","cs-a081amo",3200,870,"벽걸이","2007-2035-0004",220,"07.06","교수실"]
["성호관",427,"김진희(글쓰기 특임)","다산학부대학",19.28,"캐리어","cs-a081amo",3200,870,"벽걸이","2007-2035-0003",220,"07.06","교수실"]
["성호관",428,"정홍섭(글쓰기특임)","다산학부대학",20.079999999999998,"캐리어","cs-a081amo",3200,870,"벽걸이","2007-2035-0002",220,"07.06","교수실"]
["성호관",429,"조은주(글쓰기 특임)","다산학부대학",19.28,"캐리어","cs-081ade",3200,870,"벽걸이","2006-1135-0008",220,"06.08","교수실"]
["성호관",430,"이진희/오경희","다산학부대학",17.850000000000001,"캐리어","cs-082pd",3200,889,"벽걸이","2002-1104-0002",220,"02.07","교수실"]
["성호관",431,"김형규(글쓰기 특임)","다산학부대학",20.58,"캐리어","cs-081adm",3200,870,"벽걸이","2007-2035-0001",220,"07.06","교수실"]
["성호관",432,"의사소통센터","다산학부대학",85.76]
["성호관",432,"의사소통센터(멘토실)","다산학부대학",85.76,"캐리어","cp-a230mab",8300,2600,"슬립형",null,220,"08.04","행정실"]
["성호관",433,"의사소통센터1(튜터실)","다산학부대학",null,"캐리어","cp-a230mab",8300,2600,"슬립형",null,220,"08.04","행정실"]
["성호관",434,"시간강사실","다산학부대학교학팀",69.88,"엘지","lpnc1302s",13000,3950,"중형",null,220,"04.04","행정실"]
["성호관",435,"다산학부대학 회의실(창고)","다산학부대학교학팀",54.45,"엘지","lpnc1307d",13000,4300,"중형","2006-1381-0004",220,"07.01","행정실"]
["성호관",436,"다산기초교육연구소","다산기초교육연구소",27.23,"캐리어","cp-a180vwa",7200,2100,"슬립형","2007-1370-0002",220,"07.12","행정실"]
["성호관",437,"다산학부대학학장실","다산학부대학교학팀",27.23,"엘지","lpnc1307d",13000,4300,"중형","2006-1381-0017",220,"07.02","교수실"]
["성호관",438,"다산학부대학교학팀","다산학부대학교학팀",69.88,"엘지","lpnc1302s",13000,3950,"중형","2004-1090-0016",220,"04.05","행정실"]
["성호관",439,"학생토론학습실(임용고시 관련)","학생지원팀",68.05,"엘지","lpnc1307d",13000,4300,"중형",null,220,"07.02","강의실"]
["성호관",440,"김의환 교수연구실","시스템공학과",19.739999999999998,"캐리어","cs-a081amo",3200,870,"벽걸이","2007-1371-0018",220,"07.12","교수실"]
["성호관",441,"송영훈","생명과학과(대학)",19.739999999999998,"캐리어","cs-a081amo",3200,870,"벽걸이","2007-1371-0017",220,"07.12","교수실"]
["성호관",442,"김동권 교수연구실",null,19.739999999999998,"캐리어","cs-a081amo",3200,870,"벽걸이","2007-1371-0016",220,"07.12","교수실"]
["팔달관","107","지정강의실(환경안전공학과\n(대학원))","환경안전공학과",133.22999999999999,"삼성","af-30fanee",11000,3860,"중형","2012-1120-0082",220,"12.12","강의실"]
["팔달관","107","지정강의실(환경안전공학과\n(대학원))","환경안전공학과",null,"삼성","af-30fanee",11000,3860,"중형","2012-1120-0084",220,"12.12","강의실"]
["팔달관","108","강의실(우선배정 / 건축학과)","건축학과",130.80000000000001,"삼성","af-30fanee",11000,3860,"중형","2012-1120-0081",220,"12.12","강의실"]
["팔달관","108","강의실(우선배정 / 건축학과)","건축학과",130.80000000000001,"삼성","af-30fanee",11000,3860,"중형","2012-1120-0080",220,"12.12","강의실"]
["팔달관",110,"강의실(우선배정 / 산업공학과)","산업공업과",130.80000000000001,"엘지","lpnc1308sr",13000,4000,"중형",null,220,"13.05","강의실"]
["팔달관",110,"강의실(우선배정 / 산업공학과)","산업공업과",null,"엘지","lpnc1308sr",13000,4000,"중형",null,220,"13.05","강의실"]
["팔달관","111","사이버워룸","사이버보안전공(과)",133.22999999999999,"엘지","ltoq130sm",14500,4900,"천장형(실내기)","2015-1090-0123",220,"15.08","강의실","냉방전용","1층,앞"]
["팔달관","111","사이버워룸","사이버보안전공(과)",133.22999999999999,"엘지","ltoq130sm",14500,4900,"천장형(실내기)","2015-1090-0129",220,"15.08","강의실","냉방전용","1층,앞"]
["팔달관","111","사이버워룸","사이버보안전공(과)장비실",null,"엘지","snc060m2w",2300,680,"벽걸이","2015-1090-0150",220,"15.08","강의실"]
["팔달관",114,"여성커리어개발센터","여대생커리어개발센터",13.72,{"$nulls":9},"에)없음"]
["팔달관","116","팔달관 스넥(조리실116-1호 포함)","소비조합",218.38,"엘지","lpuq1300sm",14500,4900,"천장형(실내기)","2014-1040-0106",220,"14.03","소비조합","냉방전용","1층(동)"]
["팔달관","116","팔달관 스넥(조리실116-1호 포함)","소비조합",null,"엘지","lpuq1300sm",14500,4900,"천장형(실내기)","2014-1040-0105",220,"14.03","소비조합","냉방전용","1층(동)"]
["팔달관",116,"팔달관 스넥(조리실116-1호 포함)","소비조합",32.520000000000003,"엘지","lpuq1300sm",14500,4900,"천장형(실내기)","2014-1040-0104",220,"14.03","소비조합","냉방전용","1층(동)"]
["팔달관","117","나노소자연구실","전자공학과",27.72,"삼성","ar-cp132a",5200,1600,"벽걸이",null,220,"11.08","실험실"]
["팔달관","117-1","공학교육인증 교과목자료실","공과대학교학팀",22.03,"캐리어","dam-092",3550,1410,"벽걸이","1997-3513-0047",220,"97.10","행정실"]
["팔달관",121,"변전실","시설팀/전기",90.34,"삼성","hp-q408n",14500,4550,"중형","2011-2060-0023",220,"10.04","시설(장비)"]
["팔달관",122,"박막공학연구실","신소재공학과",90.34,"삼성","af-t23n",8300,2500,"슬립형","2009-1255-0001",220,"09.09","실험실",122123124]
["팔달관","125","세포배양실험실","응용화학생명공학과",12.68,"대우","doz-s06etf",2300,670,"벽걸이",null,220,"15.05","실험실","신설(15.05.24)"]
["팔달관","127","나노에너지/촉매재료연구실","신소재공학과",30.11,"캐리어","cp-a120mab",4700,1480,"슬립형","2009-1070-0001",220,"09.05","실험실"]
["팔달관","128","세라믹재료실험실","신소재공학과",60.22,"캐리어","cp-a180mab",7200,2150,"슬립형","2009-1070-0001",220,"09.05","실험실"]
["팔달관","129","전자재료실험실","신소재공학과",60.22,"삼성","ar-cp15by",6000,1800,"슬립형","2009-1255-0002",220,"09.09","실험실"]
["팔달관","130","전자재료실험준비실(기업부설연구소 이오스트)","신소재공학과",30.34,"삼성","ar-cp152a",6000,1800,"벽걸이",null,220,"11.10","실험실"]
["팔달관","133","신소재창작실험실1 (대학원생, 학부생)","신소재공학과",86.26,"삼성","ap-w1241",4700,1480,"슬립형",null,220,"09.09","실험실"]
["팔달관",134,"신소재창작실험실2(x-선분석실포함)","신소재공학과",{"$nulls":6},"2015-2041-0002"]
["팔달관","134-1","종합설계실","화공신소재공학과(대학)",49.67,"엘지","fc237qaw",8300,2500,"스텐드","2009-1071-0033",220,"16.05","실험실"]
["팔달관","134-2","x선분석실(XRD)","신소재공학과",15.26,"엘지","snq-106baw",4000,1400,"벽걸이","2013-1050-0055",220,"13.05","실험실"]
["팔달관","134-3","암실","신소재공학과",15.26,"엘지","fnc267gaw",8300,2490,"슬립형","2015-2041-0001",220,"15.06","실험실"]
["팔달관","137","신소재창작실험실3(대학원생,학부생)","신소재공학과",84.44,"삼성","af-w15qy",6000,1800,"슬립형","2009-1223-0001",220,"09.09","실험실"]
["팔달관","138","광전자재료연구실","신소재공학과",27.72,"삼성","ar-m10lcc",4000,1285,"벽걸이","2009-1223-0002",220,"09.09","실험실"]
["팔달관","138-1","광전자재료준비실","신소재공학과",22.03,"삼성","ar-cp103a",4000,1285,"벽걸이","2012-1090-0021",220,"12.08","실험실"]
["팔달관","207","지정강의실(신소재)","신소재공학과",101.14,"엘지","lp-457cs",13000,3970,"중형","2002-1109-0001",220,"02.07","강의실"]
["팔달관","208","환경건설/화공신소재 학과사무실","환경안전공학과",64.19,"엘지","lp-q1000vp",10000,3200,"스텐드","2017-1060-0014",220,"17.08","행정실"]
["팔달관","209-1","공학대학원 원장실","공학대학원 교학팀 ",32.090000000000003,"캐리어","cs-a120pso",4700,1500,"슬립형","2007-2084-0004",220,"07.08","교수실"]
["팔달관","209-2","공학대학원 교학팀 사무실","공학대학원 교학팀 ",64.19,"캐리어","cp-a280maa",10000,3400,"슬립형","2007-2084-0006",220,"07.08","행정실"]
["팔달관","210-1","공과대학장실","공과대학 교학팀",57.77,"캐리어","cs-a120pso",4700,1500,"슬립형","1997-3512-0002",220,"97.10","교수실"]
["팔달관","210-2","공과대학 교학팀","공과대학 교학팀",64.19,"엘지","LPQ-1000VP",10000,3200,"스텐드","2017-2040-0009",220,"17.03","행정실"]
["팔달관","210-3","부학장실","공과대학",22.56,"엘지","lpq1000vp",10000,3200,"스텐드","2016-1010-0095",220,"16.11","행정실"]
["팔달관","210-4","산업/응용화학생명공학과사무실","산업공업과",64.19,"엘지","LPQ-1000VP",10000,3200,"스텐드","2017-2040-0008",220,"17.03","행정실"]
["팔달관","210-5","탕비실","공과대학교학팀",7.55,{"$nulls":9},"에)없음"]
["팔달관","210-6","공용회의실","공과대학교학팀",38.51,"캐리어","cs-a101apo",4000,1240,"벽걸이","1997-3512-0001",220,"97.10","행정실"]
["팔달관","211","지정강의실(교통)","교통공학과",101.14,"삼성","ap-m3620",13000,3950,"중형","2000-9144-0001",220,"01.02","강의실"]
["팔달관","212","공학교육혁신센터 자료실","공학교육혁신센터",11.94,{"$nulls":9},"에)없음"]
["팔달관",214,"산업정보통합실습실","산업공업과",null,"엘지","lp-c1450s",14500,4600,"중형",null,220,"03.06","실험실","사용안함"]
["팔달관",214,"산업정보 통합실습실","산업공업과",250.9,"도시바",null,null,null,"천장형(실내기)","2007-1210-0001",220,"07.08","실험실","냉,난방기","베란다 남측"]
["팔달관",214,"산업정보 통합실습실","산업공업과",250.9,"도시바",null,null,null,"천장형(실내기)","2007-1210-0002",220,"07.08","실험실","냉,난방기","베란다 남측"]
["팔달관","219","공과대학프린터실","공과대학교학팀",27.72,"캐리어","cs-a140pso",5500,1680,"슬립형","2007-2084-0007",220,"07.08","행정실"]
["팔달관",216,"산업정보 통합실습실","산업공업과"]
["팔달관","222","산업정보통합실습실2","산업공업과",87.07,"삼성","ap-hn181p",7200,2400,"슬립형","2007-1185-0001",220,"07.08","실험실"]
["팔달관","223","무인비행시스템 연구실","산업공업과",60.22,"캐리어","cp-280ma",10000,3250,"슬립형","2006-1079-0001",220,"06.07","실험실"]
["팔달관","224","공학교육혁신센터","공학교육혁신센터",63.19,"엘지","lp-q1000vp",10000,3200,"스텐드","2016-2050-0001",220,"16.08","행정실"]
["팔달관","227","경비실(12.68)","총무팀",0,"엘지","lsnc101s",4000,1200,"벽걸이",null,220,"04.06","행정실"]
["팔달관","228","품질신뢰성실험실 / IT 응용기술 실험실 /","산업공업과",120.45,"삼성","apm-6001",6100,2200,"슬립형",null,220,"00.11","실험실"]
["팔달관",228,"제품품질설계 실험실","산업공업과",null,"캐리어","cs-144bs",4800,1733,"벽걸이","2000-1104-0001",220,"00.07","실험실"]
["팔달관","230","Active Learning LAB","산업공업과",56.96,"도시바",null,null,null,"천장형(실내기)",null,220,"10.04","실험실","냉방전용","베란다 남측"]
["팔달관","233","지능형 다중스케일 설계가공실험실","기계공학과",53.43,"삼성","as-k81c",3200,850,"벽걸이","2005-2027-0002",220,"05.07","실험실"]
["팔달관","233","지능형 다중스케일 설계가공실험실","기계공학과",null,"삼성","hp-q308p",11000,3900,"중형",null,220,"11.08","실험실"]
["팔달관","234","준비실(나노시스템)","기계공학과",16.88,{"$nulls":9},"에)없음"]
["팔달관","235","준비실(나노시스템)","기계공학과",15.96,{"$nulls":9},"에)없음"]
["팔달관","236","전산가공실험실","기계공학과",52.3,{"$nulls":9},"에)없음"]
["팔달관","237","R.P. 분석장비실","기계공학과",15.26,{"$nulls":9},"에)없음"]
["팔달관","238","R.P.실습 ","기계공학과",15.26,{"$nulls":9},"에)없음"]
["팔달관","239","기계공학과 제2전용실험실","기계공학과(대학)",85.14,"엘지","lt-q720sn",7200,3900,"천장형(실내기)","2017-1070-0027",220,"17.08","실험실","냉방전용","1층 서측"]
["팔달관","239","기계공학과 제2전용실험실","기계공학과(대학)",null,"엘지","lt-q720sn",7200,3900,"천장형(실내기)","2017-1070-0028",220,"17.08","실험실","냉방전용","1층 서측"]
["팔달관","242","종합설계실","공과대학교학팀",27.72,"엘지","sq111bsf2w",4200,3900,"벽걸이","2017-1070-0011",220,"17.08","실험실"]
["팔달관","307","지정강의실(산정)","산업공업과",133.22999999999999,"삼성","ap-l233jar",8300,2380,"슬립형","2003-1037-0009",220,"03.04","강의실"]
["팔달관",307,"지정강의실(산정)","산업공업과",null,"삼성","ap-l233jar",8300,2380,"슬립형","2003-1037-0010",220,"03.04","강의실"]
["팔달관","308","지정강의실(생명)","생명과학과(대학)",96.28,"엘지","lt-903sm",9000,3200,"천장형(실내기)","2016-1127-0005",220,"17.02","강의실","냉,난방기","3층 앞쪽"]
["팔달관","308","지정강의실(생명)","생명과학과(대학)",null,"엘지","lt-903sm",9000,3200,"천장형(실내기)","2016-1127-0026",220,"17.02","강의실","냉,난방기","3층 앞쪽"]
["팔달관","309","지정강의실(정컴)","정보컴프터공학과",128.35,"엘지","lt-w1103sn",11000,6800,"천장형(실내기)","2016-1010-0102",220,"16.11","강의실","냉,난방기","3층 앞쪽"]
["팔달관","309","지정강의실(정컴)","정보컴프터공학과",128.35,"엘지","lt-w1103sn",11000,6800,"천장형(실내기)","2016-1020-0103",220,"16.11","강의실","냉,난방기","3층 앞쪽"]
["팔달관","310","지정강의실(건설)","교통공학과",96.28,"삼성","ap-m3620",13000,3950,"중형","2003-1037-0033",220,"03.04","강의실"]
["팔달관","311","지정강의실(수학)","수학과",133.22999999999999,"엘지","lpnc-1103vp",11000,3450,"중형","2013-1020-0321",220,"14.05","강의실"]
["팔달관",311,"지정강의실(수학)","수학과",null,"엘지","lpnc-1103vp",11000,3450,"중형","2013-1020-0320",220,"14.05","강의실"]
["팔달관","315","ITS 대학원 교학팀","ITS 대학원 교학팀",53.25,"엘지","lpnc281sk",10000,null,"슬립형","2006-2004-0001",220,"03.04","행정실"]
["팔달관",316,"교통ITS 대학원장실","ITS 대학원 교학팀",29.29,"캐리어","cs-a081amo",null,null,null,"2007-2091-0001",220,"05.04","행정실"]
["팔달관","317","프로그래밍실2","소프트웨어학과 ",null,"엘지","lrp-v2305by",null,null,"ehp 실외기",null,220,"07.08","강의실","냉방전용","1층(동)"]
["팔달관","317","프로그래밍실2","소프트웨어학과 ",80.19,"엘지","lrb-v1105t",null,null,"천장형(실내기)","2007-1013-0001",220,"07.08","강의실","냉방전용","1층 동측"]
["팔달관","317","프로그래밍실2","소프트웨어학과 ",80.19,"엘지","lrb-v1105t",null,null,"천장형(실내기)","2007-1013-0002",220,"07.07","강의실","냉방전용"]
["팔달관","318","시스템응용실습실","정보컴퓨터공학과",null,"엘지",null,null,null,"ehp 실외기",null,220,"17.09","강의실","냉방전용","5층 옥상"]
["팔달관","318","시스템응용실습실","정보컴퓨터공학과",84.44,"엘지","r-wo720t2",14500,3900,"천장형(실내기)","2017-1070-0029",220,"17.09","강의실","냉방전용","5층 옥상"]
["팔달관","318","시스템응용실습실","정보컴퓨터공학과",null,"엘지","r-wo720t2",14500,3900,"천장형(실내기)","2017-1070-0030",220,"17.09","강의실","냉방전용","1층 북측"]
["팔달관","319","수학튜터및자습실","수학과(대학)",27.72,"엘지","lt-q400su",4000,1120,"천장형(실내기)","2016-1090-0058",220,"16.09","강의실","냉방전용(1웨이)","1층 북측"]
["팔달관","323","응용 S/W 실습실","산업공업과",null,"삼성","rfmbcf035b1",null,null,"천장형(실내기)","1997-3513-0004",220,"97.10","실험실","냉방전용","1층 북측"]
["팔달관","323","응용 S/W 실습실","산업공업과",null,"엘지","lt-09000sm",9000,2500,"천장형(실내기)","2017-1090-0050",220,"17.08","실험실","냉방전용","1층 북측"]
["팔달관","325","강의실","정보컴프터공학과",120.45,"엘지","lt-c1001sd",null,null,"천장형(실내기)",null,220,"05.05","강의실","냉방전용","1층 북측"]
["팔달관","325","강의실","정보컴프터공학과",120.45,"엘지","lt-c1001sd",null,null,"천장형(실내기)",null,220,"05.05","강의실","냉방전용","1층 북측"]
["팔달관",327,"미화반","총무팀",null,"엘지","lpnc065",2300,null,"벽걸이",null,220,"15.06","행정실"]
["팔달관","325","강의실","정보컴프터공학과",120.45,"엘지","lt-c1001sd",null,null,"천장형(실내기)",null,220,"05.05","강의실","냉방전용","1층 북측"]
["팔달관","328","종합설계실","정보컴퓨터공학과(대학)",90.34,"엘지",null,null,null,"천장형(실내기)","1997-3513-0003",220,"97.10","강의실","냉방전용","1층 북측"]
["팔달관","328","종합설계실","정보컴퓨터공학과(대학)",null,"엘지",null,null,null,"천장형(실내기)","1997-3513-0008",220,"97.10","강의실","냉방전용","1층 북측"]
["팔달관","329","공실","공실",30.11,"엘지","snq117bbw",4200,1430,"벽걸이","2015-2005-0002",220,"15.02","행정실","15.02(신설)"]
["팔달관","330","생명공학전공 ","응용화학생명공학과",56.73,"삼성","hp-q308n",11000,3600,"중형",null,220,"10.08","실험실"]
["팔달관","333","소프트웨어융합학과 응용실습실","소프트웨어융합학과(대학)",85.13,"엘지","lp-q720sn",7200,3900,"천장형(실내기)","2015-1020-0063",220,"15.12","실험실","냉방전용","5층 옥상"]
["팔달관","333","소프트웨어융합학과 응용실습실","소프트웨어융합학과(대학)",85.13,"엘지","lp-q720sn",7200,3900,"천장형(실내기)","2015-1020-0062",220,"15.12","실험실","냉방전용","5층 옥상"]
["팔달관",336,"소프트웨어창작스튜디오(LINC)","정보컴퓨터공학과(대학)",128.86000000000001,"엘지","ltuq900sm",9000,2500,"천장형(실내기)","2014-2030-0001",220,"14.07","실험실","냉방전용","5층 옥상"]
["팔달관",336,"소프트웨어창작스튜디오(LINC)","정보컴퓨터공학과(대학)",null,"엘지","ltuq900sm",9000,2500,"천장형(실내기)","2014-2030-0002",220,"14.07","실험실","냉방전용","5층 옥상"]
["팔달관","337","수학과 사무실","수학과",27.72,"삼성","as-k81c",3200,850,"벽걸이","2005-1155-0002",220,"05.07","실험실"]
["팔달관",407,"SW특성화대학원 강의실","정보통신대학교학팀",null,"삼성","afmc4c100b1 rfmbcf",10000,3460,"천장형(실내기)","2012-1020-0164",220,"13.02","강의실","냉방전용","4층 앞측"]
["팔달관",407,"SW특성화대학원 강의실","정보통신대학교학팀",332.07,"삼성","afmc4c100b1 rfmbcf",10000,3460,"천장형(실내기)","2012-1020-0177",220,"13.02","강의실","냉방전용","4층 앞측"]
["팔달관",407,"SW특성화대학원 강의실","정보통신대학교학팀",null,"삼성","afmc4c100b1 rfmbcf",10000,3460,"천장형(실내기)","2012-1020-0178",220,"13.02","강의실","냉방전용","4층 앞측"]
["팔달관",408,"정보통신대학 교학팀","정보통신대학교학팀",null,"엘지","lpnq-13000vp",13000,3650,"중형","2013-1020-0212",220,"13.12","행정실"]
["팔달관","408-1","정보컴퓨터공학과, SW융합학과","정보통신대학교학팀",null,"엘지","lt1000sm",11800,3550,"천장형(실내기)","2013-1020-0215",220,"13.12","행정실","냉방전용","4층 앞측"]
["팔달관","408-1","SW특성화학과 사무실","정보통신대학교학팀",null,"엘지","lt1000sm",11800,3550,"천장형(실내기)","2013-1020-0214",220,"13.12","행정실","냉방전용","4층 앞측"]
["팔달관","408-2","정보통신대학 학장실","정보통신대학교학팀",null,"엘지","snq137baw",5200,1610,"벽걸이","2013-1020-0211",220,"14.01","교수실"]
["팔달관",409,"지정강의실(소융)","소프트웨어융합학과(대학)",98.7,"엘지","lpnc-1308sr",13000,4060,"중형",null,220,"13.05","강의실"]
["팔달관",410,"지정강의실(정컴)","정보컴프터공학과",null,"엘지","lpnc-1308sr",13000,4060,"중형",null,220,"13.05","강의실"]
["팔달관","411","유비쿼터스컴퓨팅사업단 창고","정보컴퓨터공학과(대학)",11.94,"엘지","sq117bbw",4000,1040,"벽걸이",null,220,"16.05","실험실"]
["팔달관","413","교통계획및정보체계실험실 (교통)","교통공학과",116.99,"엘지","lpnq1450vp",15500,4800,"중형","2015-2020-0001",220,"15.11","실험실"]
["팔달관",413,"교통계획및정보체계실험실 (교통)","교통공학과",49.47,"엘지","lpnq1450vp",15500,4800,"중형","2015-2020-0002",220,"15.11","실험실"]
["팔달관",413,"교통계획및정보체계실험실 (교통)","교통공학과"]
["팔달관",414,"교통계획및정보체계실험실 (교통)","교통공학과"]
["팔달관","415","교통조사분석실","교통시스템공학과",84.44,"삼성","hp-q308n",11000,3600,"중형","2010-1180-0001",220,"10.10","실험실"]
["팔달관",416,"항체공학연구실","응용화학생명공학과",27.72,"캐리어","dam-092",3550,1410,"벽걸이","1997-3513-0041",220,"97.10","실험실"]
["팔달관","419","생명나노공학연구실","응용화학생명공학과",56.96,"엘지","lp-c130bs",5200,1500,"슬립형",null,220,"03.10","실험실"]
["팔달관","420","오믹스실험실","응용화학생명공학과",{"$nulls":10},"에어컨없음"]
["팔달관","420","오믹스실험실","응용화학생명공학과",null,"엘지","lpnc-1308sr",13000,4060,"중형","2007-1101-0001",220,"13.04","실험실"]
["팔달관","421","합성단백질공학실험실","응용화학생명공학과",60.22,"캐리어","DAP-020LB",7100,2470,"슬립형",null,220,"94.06","실험실"]
["팔달관","422","정보통신대학회의실","정보통신대학교학팀",33.31,"캐리어","cs-121ps",4700,1500,"슬립형","1997-3513-0013",220,"97.10","교수실"]
["팔달관","423","시스템분석평가 연구실 (교통)","교통공학과",26.92,"캐리어","cs-a100pso",4000,1240,"벽걸이","2008-2034-0001",220,"08.06","실험실"]
["팔달관","425","파이오니어 사업단","분자과학기술학과",12.68,"삼성","ar-cp81b",3200,907,"벽걸이",null,220,"10.09","실험실"]
["팔달관","426","수치해석연구실","수학과",30.11,"삼성","as-k81c",3200,850,"벽걸이","2005-1155-0001",220,"05.07","실험실"]
["팔달관","427","발효대사공학실험연구실","응용화학생명공학과",30.11,"엘지","slc103bbw",4000,1285,"벽걸이",null,220,"11.06","실험실"]
["팔달관","428","응용화학생명공학과","응용화학생명공학과",60.23,"엘지","lpnc0908s",9000,3150,"슬립형",null,220,"11.06","실험실"]
["팔달관","429","항체연구협업센터","응용화학생명공학과",56.96,"엘지","lpnw0603vp",7400,3200,"슬립형",null,220,"14.01","실험실"]
["팔달관","432","기하통계연구실","수학과",48.87,"엘지","lp-1450vp",14500,4400,"스텐드","2016-1127-0015",220,"17.02","행정실"]
["팔달관",432,"서버실, 자료실, 연구교수실","수학과",20.5,"캐리어","cp-a180mar",7200,2150,"슬립형","2008-1448-0001",220,"09.01","실험실"]
["팔달관","432-1","서버실","수학과(대학)",null,"캐리어","cs-104ps",4000,1280,"벽걸이","2005-1273-0001",220,"04.09","실험실"]
["팔달관","432-3","수학과 연구교수실","수학과(대학)",20.5,"캐리어","cp-a180mar",7200,2150,"슬립형","2008-1448-0001",220,"09.01","실험실"]
["팔달관","435","수학전공 전산실습실","수학과(대학)",78.319999999999993,"캐리어","cp-505axb",14500,5800,"중형","2008-1448-0002",220,"09.01","실험실"]
["팔달관","436-1","공동장비실","응용화학생명공학과",null,"엘지",null,null,null,"벽걸이",null,null,null,"실험실"]
["팔달관","436-1","공동장비실","응용화학생명공학과",84.44,"엘지","lpq-1450vp",14500,4400,"스텐드","2016-1040-0007",220,"16.10","실험실"]
["팔달관","437","정컴학부 프린트실","정보컴퓨터공학과(대학)",27.72,"대우","ds-083m",3200,900,"벽걸이","2001-1112-0001",220,"01.07","실험실"]
["팔달관","501","김욱 교수연구실","응용화학생명공학과",29.36,"캐리어","cs-082pd",3200,889,"벽걸이",null,220,"02.01","교수실"]
["팔달관","502","이석현 교수연구실","응용화학생명공학과",25.49,"엘지","SQ-11BSF2W",4200,1040,"벽걸이","2017-2030-0023",220,"17.03","교수실"]
["팔달관","503","윤성화 교수연구실","응용화학생명공학과",25.49,"삼성","as-954",3550,1500,"벽걸이",null,220,"97.01","교수실"]
["팔달관","504","박기동 교수연구실","응용화학생명공학과",25.49,"삼성","ar-cp101b",4000,1285,"벽걸이","2010-2090-0003",220,"10.09","교수실"]
["팔달관","505","이분열 교수연구실","응용화학생명공학과",25.49,"삼성","ar-cp101b",4000,1285,"벽걸이",null,220,"10.07","교수실"]
["팔달관","506","이재응 교수연구실","환경건설교통공학부(대학)",25.49,"삼성","ar-cp102a",4000,1285,"벽걸이","2011-2060-0029",220,"11.06","교수실"]
["팔달관","507-1","교수휴게실","정ㅇ보통신대학교학팀",62.57,"캐리어","dap-013lh",5000,1670,"슬립형",null,220,"97.05","행정실"]
["팔달관","507-2","미생물정보학연구실","응용화학생명공학과",39.4,"캐리어","cp-a234sa",8300,2600,"슬립형",null,220,"14.07","실험실"]
["팔달관","507-3","오믹스실험실","응용화학생명공학과",null,"엘지","ltuq720sn",8300,2500,"천장형(실내기)",null,220,"16.03","실험실","냉방전용","5층 옥상"]
["팔달관","508","박장호 교수연구실","건설시스템공학과",25.49,"삼성","as-k610v",2300,600,"벽걸이",null,220,"05.03","교수실"]
["팔달관","509","이상덕 교수연구실","건설시스템공학과",25.49,"엘지","lpnc085sb",3200,null,"벽걸이","2007-2084-0003",220,"07.08","교수실"]
["팔달관","510","한만엽 교수연구실","건설시스템공학과",25.49,"삼성","ar-cp101b",4000,1285,"벽걸이",null,220,"10.07","교수실"]
["팔달관","511","신영석 교수연구실","건설시스템공학과",25.49,"엘지","sq110bs2w",4200,1430,"벽걸이","2015-1110-0008",220,"15.11","교수실"]
["팔달관","512","윤일수 교수연구실","건설시스템공학과",25.49,"삼성","ar-m10lcc",4000,1285,"벽걸이","2009-2123-0001",220,"09.09","교수실"]
["팔달관","513","오세창 교수연구실","건설시스템공학과",25.49,"삼성","as-966",3550,1250,"벽걸이",null,220,"06.06","교수실"]
["팔달관","514","오영태 교수연구실","건설시스템공학과",25.49,"삼성","as-966",3550,1250,"벽걸이",null,220,"06.05","교수실"]
["팔달관","515","최기주 교수연구실","건설시스템공학과",29.36,"엘지","snw166aaw",6500,2050,"벽걸이","2009-2135-0001",220,"13.09","교수실"]
["팔달관","518","교통연구소 (교통)","건설교통공학과",27.18,"삼성","ar06hvas1wkq",2300,50,"벽걸이",null,220,"14.05","실험실"]
["팔달관","519","교통운영실 (교통)","건설교통공학과",59.89,"삼성","af15hvzq1wk",6000,2080,"슬립형",null,220,"14.06","실험실"]
["팔달관","520-1","지반공학연구실","건설교통공학과",24.59,"캐리어","cs-081adm",3200,870,"벽걸이",null,220,"05.12","실험실"]
["팔달관","520-2","ACF 한국 분소","건설교통공학과",18.54,"삼성","as-g631",2300,600,"벽걸이",null,220,"04.06","실험실"]
["팔달관","520-3","구조연구실","건설교통공학과",18.54,"삼성","as-k41c",1650,460,"벽걸이",null,220,"05.03","실험실"]
["팔달관","520-4","수리연구실","건설교통공학과",18.54,"엘지","fnc130sadw",5200,1600,"슬립형",null,220,null,"실험실"]
["팔달관","520-5","수자원연구실","건설교통공학과",24.59,{"$nulls":9},"520-4와통합"]
["팔달관","527","측량기기실","건설교통공학과",8.09,{"$nulls":9},"없음"]
["팔달관","530","김은하 교수연구실","응용화학생명공학과",30.11,"엘지","sq110bs2w",4200,1430,"벽걸이","2015-1090-0005",220,"15.08","교수실"]
["팔달관","531","고분자물성실험","응용화학생명공학과",22,"캐리어","cp-181ma",7200,2250,"슬립형",null,220,"04.02","실험실"]
["팔달관","531-1","공실","응용화학생명공학과",22,"삼성","ar-g14n",5500,1770,"슬립형","2009-2119-0001",220,"09.08","실험실"]
["팔달관","532","김재호 교수연구실","응용화학생명공학과",30.11,"캐리어","cs-082pd",3200,889,"벽걸이",null,220,"02.01","교수실"]
["팔달관","533","분자생명과학실험실","응용화학생명공학과",60.45,"엘지","lp-253x",7000,2350,"슬립형","2001-3034-0004",220,"01.07","실험실"]
["팔달관","533","분자생명과학실험실","응용화학생명공학과",null,"삼성","ar08fbciwkn",3200,907,"벽걸이","2012-1020-0582",220,"13.02","실험실"]
["팔달관","601","최수영 교수연구실","수학과(대학)",29.36,"캐리어","cs-a081amo",3200,870,"벽걸이",null,220,"07.04","교수실"]
["팔달관","602","강경란 교수연구실","정보컴퓨터공학과(대학)",25.49,"대우","ds-076n",2500,901,"벽걸이","2006-1136-0026",220,"06.06","교수실"]
["팔달관","603","김동규 교수연구실","정보컴퓨터공학과(대학)",25.49,"캐리어","cs-081adc",3200,870,"벽걸이","2006-1136-0013",220,"06.08","교수실"]
["팔달관","604","고정길 교수연구실","소프트웨어융합학과",25.49,"엘지","sq110bs2w",4200,1430,"벽걸이","2015-1090-0003",220,"15.08","교수실"]
["팔달관","605","고영배 교수연구실","정보컴퓨터공학과(대학)",25.49,"엘지","ls-052cb",1800,600,"벽걸이",null,220,"98.04","교수실"]
["팔달관","606","김민구 교수연구실","정보컴퓨터공학과(대학)",25.49,"삼성","as-767sr",2800,950,"벽걸이",null,220,"97.03","교수실"]
["팔달관","607","이정태 교수연구실","정보컴퓨터공학과(대학)",25.49,"캐리어","cs-081ade",3200,870,"벽걸이","2006-1136-0023",220,"06.08","교수실"]
["팔달관","608","노병희 교수연구실","정보컴퓨터공학과(대학)",25.49,"삼성","as-948",3550,1220,"벽걸이",null,220,null,"교수실"]
["팔달관","609","변광준 교수연구실","정보컴퓨터공학과(대학)",25.49,"대우","das-095n",3550,1350,"벽걸이","2007-2033-0005",220,"07.06","교수실"]
["팔달관","610","전영목 교수연구실","수학과(대학)",25.49,"삼성","ar-cp103a",4000,1285,"벽걸이","2012-2080-0162",220,"12.08","교수실"]
["팔달관","611","하영화 교수연구실","수학과(대학)",25.49,"엘지","sq111bsf2w",4200,1040,"벽걸이","2017-2080-0123",220,"17.08","교수실"]
["팔달관","612","이기정 교수연구실","수학과(대학)",25.49,"캐리어","cs-a081ama",3200,870,"벽걸이","2008-2024-0001",220,"08.04","교수실"]
["팔달관","613","고계원 교수연구실","수학과(대학)",25.49,"엘지","snq117bbw",4200,1460,"벽걸이",null,220,"14.07","교수실"]
["팔달관","614","방승진 교수연구실","수학과(대학)",25.49,"삼성","as-410",1400,182,"벽걸이",null,220,"00.04","교수실"]
["팔달관","615","황동선 교수연구실","수학과(대학)",25.49,"캐리어","cs-a081amo",3200,870,"벽걸이","2007-2033-0004",220,"07.06","교수실"]
["팔달관","616","이형천 교수연구실","수학과(대학)",25.49,"삼성","ar-cp101b",4000,1285,"벽걸이","2010-2090-0002",220,"10.09","교수실"]
["팔달관","617","조수진 교수연구실","수학과(대학)",25.49,"엘지","snq-106baw",4000,1400,"벽걸이","2013-2090-0015",220,"13.06","교수실"]
["팔달관","618","권순선 교수연구실","수학과(대학)",29.36,"엘지","sq110bs2w",4200,1430,"벽걸이","2015-1090-0006",220,"15.08","교수실"]
["팔달관","621","수리과학Lab","수학과",56.76,"삼성","ac072eba4dbc1",7200,2200,"천장형(실내기)","2012-1020-0266",220,"13.01","실험실","냉방전용","6층 뒤베란다"]
["팔달관","621","수리과학Lab","수학과",56.76,"삼성","ac072eba4dbc1",7200,2200,"천장형(실내기)","2012-1020-0267",220,"13.01","실험실","냉방전용","6층 뒤베란다"]
["팔달관","622","해석연구실","수학과",30.11,"대우","dp-510ri",5100,1830,"슬립형",null,220,"95.03","실험실"]
["팔달관","623","이동통신연구실","대학원 컴퓨터공학과",45.17,"캐리어","cp-a150mab",6000,1750,"슬립형","2011-1020-0139",220,"12.02","실험실"]
["팔달관",623,"이동통신연구실","대학원 컴퓨터공학과",45.17,"캐리어","cp-a150mab",6000,1750,"슬립형","2011-1020-0138",220,"12.02","실험실"]
["팔달관","623-1","서비실","대학원 컴퓨터공학과",16.5,"캐리어","cs-a080awb",3200,870,"벽걸이","2011-1020-0228",220,"12.02","실험실"]
["팔달관","623-2","세미나실","대학원 컴퓨터공학과",13.61,"캐리어","cs-a080awb",3200,870,"벽걸이","2011-1020-0229",220,"12.02","행정실"]
["팔달관",624,"서버실(mc lab)","대학원 컴퓨터공학과"]
["팔달관","626","문헌정보실","수학과(대학)",8.09,{"$nulls":9},"없음"]
["팔달관","629","컴퓨터통신실험실","대학원 컴퓨터공학과",150.22999999999999,"캐리어","cp-a231reo",8300,2500,"슬립형","2011-1020-0186",220,"12.02","실험실"]
["팔달관","629","컴퓨터통신실험실","대학원 컴퓨터공학과",150.22999999999999,"캐리어","cp-a231reo",8300,2500,"슬립형","2011-1020-0187",220,"12.02","실험실"]
["팔달관","629-1","세미나실","대학원 컴퓨터공학과",13.47,"캐리어","cs-a080awb",3200,870,"벽걸이","2011-1020-0140",220,"12.02","행정실"]
["팔달관","629-2","서버실","대학원 컴퓨터공학과",13.69,"캐리어","cs-a080awb",3200,870,"벽걸이","2011-1020-0141",220,"12.02","실험실"]
["팔달관","701","오상윤 교수연구실","정보컴퓨터공학과(대학)",29.36,"캐리어","cs-081adc",3200,870,"벽걸이","2006-1136-0024",220,"06.08","교수실"]
["팔달관","702","최영준 교수연구실","정보컴퓨터공학과(대학)",25.49,"삼성","ar-m10lcc",4000,1285,"벽걸이","2009-2120-0005",220,"09.09","교수실"]
["팔달관","703","김동윤 교수연구실","정보컴퓨터공학과(대학)",25.49,"엘지","ls-c100s",4000,1140,"벽걸이","2003-1137-0001",220,"03.09","교수실"]
["팔달관","704","김영재 교수연구실","정보컴프터공학과",25.49,"엘지","snq117bbw",4200,1430,"벽걸이","2015-2024-0013",220,"15.02","교수실"]
["팔달관","705","류기열 교수연구실","정보컴퓨터공학과(대학)",25.49,"엘지","snq-106baw",4000,1400,"벽걸이","2013-2090-0014",220,"14.04","교수실"]
["팔달관","706","이건모 교수연구실","화공신소재공학부(대학)",25.49,"삼성","ar-cp101b",4000,1285,"벽걸이","2010-2090-0005",220,"10.09","교수실"]
["팔달관","707","안재환 교수연구실","신소재공학과",25.49,"엘지","snq117bbw",4200,1460,"벽걸이",null,220,"15.02","교수실"]
["팔달관","708","조인성 교수연구실","신소재공학과",25.49,"엘지","sq117bbw",4200,1460,"벽걸이","2016-2070-0006",220,"16.08","교수실"]
["팔달관","709","최승철 교수연구실","화공신소재공학부(대학)",25.49,"캐리어","cs-081ade",3200,870,"벽걸이","2006-1136-0009",220,"06.08","교수실"]
["팔달관","710","고경현 교수연구실","화공신소재공학부(대학)",25.49,"엘지","snc061bew",2300,650,"벽걸이","2009-2058-0001",220,"09.07","교수실"]
["팔달관","711","안병민 교수연구실","화공신소재공학부(대학)",25.49,"삼성","ar-n8a",3200,907,"벽걸이","2009-2056-0001",220,"09.07","교수실"]
["팔달관","712","도수일 교수연구실","생명과학과(대학)",25.49,"엘지","ls-c080s",3200,850,"벽걸이",null,220,"02.01","교수실"]
["팔달관","713","오흥국 교수연구실","기계공학과(대학)",25.49,"캐리어","cs-081adc",3200,870,"벽걸이","2006-1136-0038",220,"06.08","교수실"]
["팔달관","714","박태원 교수연구실","기계공학과(대학)",25.49,"삼성","ar-cp101b",4000,1285,"벽걸이","2010-c046-0004",220,"10.07","교수실"]
["팔달관","715","이수훈 교수연구실","기계공학과(대학)",25.49,"엘지","snq-106baw",4000,1400,"벽걸이","2013-2080-0116",220,"13.08","교수실"]
["팔달관","716","홍민성 교수연구실","기계공학과(대학)",25.49,"삼성","ar-cp101b",4000,1285,"벽걸이","2010-c046-0005",220,"10.07","교수실"]
["팔달관","717","정의진 교수연구실","수학과(대학)",25.49,"캐리어","cs-081ade",3200,870,"벽걸이","2006-1136-0020",220,"06.08","교수실"]
["팔달관","718","최영우 교수연구실","수학과(대학)",29.36,"캐리어","cs-104ps",4000,1240,"벽걸이",null,220,null,"교수실"]
["팔달관","722","CAD 실험실 ","산업공업과",90.33,"엘지","lpnh837d",8300,3100,"슬립형",null,220,null,"실험실"]
["팔달관","722","CAD 실험실 ","산업공업과",null,"삼성","ap-2026",6100,2180,"슬립형",null,220,"96.01","실험실"]
["팔달관",722,null,null,null,"만도","ra-084p",2800,830,"벽걸이",null,220,"00.01","실험실"]
["팔달관","723~4",null,"기계공학과",30.11,"엘지","lpnq13000vp",15000,5000,"중형",null,220,"15.01","실험실"]
["팔달관","725~6",null,"기계공학과",30.11,"엘지","lpnq13000vp",15000,5000,"중형",null,220,"15.01","실험실"]
["팔달관","728","(진동제어연구실)","기계공학과",8.09,{"$nulls":9},"에)없음"]
["팔달관","731","기능재료연구실","신소재공학과",30.11,"엘지","sq-137baw",5200,1480,"벽걸이","2016-1127-0001",220,"17.02","실험실"]
["팔달관","732","박막공학연구실","신소재공학과",30.11,"엘지","sq-137baw",5200,1480,"벽걸이","2016-1127-0004",220,"17.02","실험실"]
["팔달관","733","분말재료연구실","신소재공학과",30.11,"엘지","sq-137baw",5200,1480,"벽걸이","2016-1127-0003",220,"17.02","실험실"]
["팔달관","734","나노재료연구실","신소재공학과",30.11,"엘지","sq-137baw",5200,1480,"벽걸이","2016-1127-0002",220,"17.02","실험실"]
["팔달관","735","세미나실","일반대학원",60.23,"엘지","lt-w1103sn",11000,3400,"천장형(실내기)","2016-1127-0022",220,"17.02","강의실","냉,난방기","7층 뒤편"]
["팔달관","801","이평천 교수연구실","화공신소재공학부(대학)",29.36,"삼성","ar-n8a",3200,907,"벽걸이","2009-2057-0001",220,"09.07","교수실"]
["팔달관","802","김용성 교수연구실","응용화학생명공학과",25.49,"삼성","ar-n8a",3200,907,"벽걸이","2009-2057-0002",220,"09.07","교수실"]
["팔달관","803","윤현철 교수연구실","응용화학생명공학과",25.49,"삼성","ar-n8a",3200,907,"벽걸이","2009-2057-0003",220,"09.07","교수실"]
["팔달관","804","유연우 교수연구실","응용화학생명공학과",25.49,"삼성","ar-n8a",3200,907,"벽걸이","2009-2057-0004",220,"09.07","교수실"]
["팔달관","805","변상요 교수연구실","응용화학생명공학과",25.49,"삼성","ar-n8a",3200,907,"벽걸이","2009-2057-0005",220,"09.07","교수실"]
["팔달관","806","김공환 교수연구실","응용화학생명공학과",25.49,"삼성","ar-n8a",3200,907,"벽걸이","2009-2057-0006",220,"09.07","교수실"]
["팔달관","808","김성수 교수연구실","정보컴퓨터공학과(대학)",25.49,"삼성","ar-n8a",3200,907,"벽걸이","2009-2057-0008",220,"09.07","교수실"]
["팔달관","809","임재성 교수연구실","정보컴퓨터공학과(대학)",25.49,"삼성","ar-n8a",3200,907,"벽걸이","2009-2057-0009",220,"97.10","교수실"]
["팔달관","810","박범 교수연구실","산업정보시스템공학과",25.49,"삼성","ar-n8a",3200,907,"벽걸이","2009-2057-0010",220,"09.07","교수실"]
["팔달관","811","왕지남 교수연구실","산업정보시스템공학과",25.49,"삼성","ar-n8a",3200,907,"벽걸이","2009-2057-0011",220,"09.07","교수실"]
["팔달관","812","임석철 교수연구실","산업정보시스템공학과",25.49,"삼성","ar-n8a",3200,907,"벽걸이","2009-2057-0012",220,"09.07","교수실"]
["팔달관","813","장중순 교수연구실","산업정보시스템공학과",25.49,"삼성","ar-cp102a",4000,1285,"벽걸이","2011-1070-0029",220,"11.07","교수실"]
["팔달관","814","정명철 교수연구실","산업정보시스템공학과",25.49,"캐리어","cs-a081amo",3200,870,"벽걸이","2007-2035-0007",220,"09.06","교수실"]
["팔달관","815","최진영 교수연구실","산업정보시스템공학과",25.49,"삼성","ar-n81",3200,907,"벽걸이","2009-2057-0013",220,"97.07","교수실"]
["팔달관","816","박상철 교수연구실","산업정보시스템공학과",25.49,"캐리어","cs-081asm",3200,870,"벽걸이","2006-1154-0002",220,"06.09","교수실"]
["팔달관","817","양정삼 교수연구실","산업정보시스템공학과",25.49,"캐리어","cs-081adc",3200,870,"벽걸이",null,220,"06.08","교수실"]
["팔달관","818","신현정 교수연구실","산업정보시스템공학과",29.36,"캐리어","cs-081adc",3200,870,"벽걸이","2006-1136-0036",220,"06.08","교수실"]
["팔달관","821","서형탁","화공신소재공학부(대학)",27.18,"엘지","snq117bbw",4200,1460,"벽걸이",null,220,"14.06","교수실"]
["팔달관",822,"품질 및 신뢰성 실험실 / 통합디지털제조 실험실 / 데이터마이닝 실험실 /\n기술경영 실험실 / 정보경영 실험실","산업공업과",180.34,"엘지","lpnh837d",8300,3100,"슬립형",null,220,null,"실험실"]
["팔달관",822,null,"산업공업과",null,"만도","mpa614e",6100,1950,"슬립형",null,220,"96.06","실험실"]
["팔달관",823,null,"산업공업과"]
["팔달관","824","준비실","산업공업과",8.09,{"$nulls":9},"에)없음"]
["팔달관","827","화장품과학연구실/NANOBIO 코스메틱기업지원센터","분자과학기술학과",60.22]
["팔달관","827",null,"응용화학생명공학과",null,"캐리어","cs-a081ws",3200,900,"벽걸이",null,220,"14.11","실험실"]
["팔달관","828","멸균실(생물공학실험실)","분자과학기술학과",6.27,{"$nulls":9},"호실 없음"]
["팔달관","829","분석실(생물공학실험실)","분자과학기술학과",7.43,{"$nulls":9},"호실 없음"]
["팔달관","830","대량배양실","분자과학기술학과",9.08,{"$nulls":9},"호실 없음"]
["팔달관","831","배양실","분자과학기술학과",7.34,{"$nulls":9},"호실 없음"]
["팔달관","832","식품유래병원성세균학실험실","응용화학생명공학과",83.74,"삼성","hp-q308n",11000,3600,"중형","2010-1098-0001",220,"10.07","실험실"]
["팔달관",832,"세균학 실험실","응용화학생명공학과",3.33,"캐리어","cs-060ps",2300,680,"벽걸이",null,220,"06.09","실험실"]
["팔달관",901,"국방디지털융합학과","대학원 컴퓨터공학과",49.47,"캐리어","cp-a231reo",8300,2500,"슬립형","2011-1020-0189",220,"12.02","실험실"]
["팔달관","901-1","대학원ncw학과 행정실","대학원 컴퓨터공학과",78.19,"캐리어","cp-a231reo",8300,2500,"슬립형","2011-1020-0188",220,"12.02","실험실"]
["팔달관","901-2",null,"대학원 컴퓨터공학과",14.42,"캐리어","cs-a080awb",3200,870,"벽걸이","2011-1020-0322",220,"12.02","실험실"]
["팔달관","901-3",null,"대학원 컴퓨터공학과",14.74,"캐리어","cs-a080awb",3200,870,"벽걸이","2011-1020-0321",220,"12.02","실험실"]
["팔달관","902","우주정보 VLBI연구센터","우주계측정보공학",50.98,"캐리어","cs-044ws",1600,450,"벽걸이",null,220,null,"실험실"]
["팔달관","902",null,"우주계측정보공학",null,"삼성","ap-w1230",4700,1360,"슬립형",null,220,"03.05","실험실"]
["팔달관","903-1","정태선 교수연구실","정보컴퓨터공학과(대학)",25.49,"캐리어","cs-081adc",3200,870,"벽걸이","2006-1136-0021",220,"06.08","교수실"]
["팔달관","903-2","양회석교수연구실","전자공학과(대학)",25.49,"엘지","snq106bbw",4000,1400,"벽걸이","2014-2040-0030",220,"14.04","교수실"]
["팔달관","904-1","유학기 교수연구실","신소재공학과",25.49,"엘지","snq117bbw",4200,1430,"벽걸이","2015-2024-0014",220,"15.02","교수실"]
["팔달관","904-2","김두환 교수연구실(연구교수 전환)","우주계측정보공학",25.49,"캐리어","cs-044ws",1600,450,"벽걸이",null,220,null,"교수실"]
["팔달관","905-1","프로그래밍언어 실험실","대학원 컴퓨터공학과",42.87,"캐리어","cp-a231reo",8300,2500,"슬립형","2011-1020-0190",220,"12.02","실험실"]
["팔달관","905-2","분산이동컴퓨터연구실","대학원 컴퓨터공학과",42.87,"캐리어","cp-a231reo",8300,2500,"슬립형","2011-1020-0191",220,"12.02","실험실"]
["팔달관","906","분산이동컴퓨터연구실","컴퓨터공학과",42.87,{"$nulls":9},"905-2와 통합"]
["팔달관","906-1","서버실(분산이동컴퓨팅연구실 인공지능연구실 BK21특화분야제2사업단)","컴퓨터공학과",13.94,"캐리어","cs-a080awb",3200,870,"벽걸이","2011-1020-0230",220,"12.02","실험실"]
["팔달관","906-2","세미나실(분산이동컴퓨팅연구실 인공지능연구실 BK21특화분야제3사업단)","전자공학과(대학)",14.23,"캐리어","cs-a080awb",3200,870,"벽걸이","2011-1020-0231",220,"12.02","실험실"]
["팔달관","908-1","멀티미디어 및 컴퓨터구조실험실","컴퓨터공학과",90.34,"엘지","lpnc231sk",8300,2360,"슬립형","2004-1090-0007",220,"04.05","실험실"]
["팔달관","908-1b",null,null,null,"캐리어","cp-a150mab",6000,1750,"슬립형","2011-1020-0237",220,"12.02","실험실"]
["팔달관","908-2","반도체실험실/MOCVD 연구실","전자공학과",87.07,"캐리어","cp-a230maa",8300,2500,"슬립형",null,220,"07.02","실험실"]
["팔달관","908-3","서버실(멀티미디어 및 컴퓨터구조실험실)","대학원 컴퓨터공학과",15.41,"캐리어","cs-a080awb",3200,870,"벽걸이","2011-1020-0192",220,"12.02","실험실"]
["팔달관","908-4","세미나실(멀티미디어 및 컴퓨터구조실험실)","대학원 컴퓨터공학과",14.68,"엘지","snc063baw",2300,650,"벽걸이",null,220,"11.04","실험실"]
["팔달관",913,"데이터베이스 web inovation연구실",null,74.09,{"$nulls":9},"호실 없음"]
["팔달관","913-1","인공지능실험실 데이터베이스실","대학원 컴퓨터공학과",74.09,"만도","pts-231fg",8300,2750,"슬립형",null,220,"11.01","실험실"]
["팔달관","913-2","서버실(인공지능실험실 데이터베이스실)","대학원 컴퓨터공학과",13.32,"캐리어","cs-a080awb",3200,870,"벽걸이","2011-1020-0143",220,"12.02","실험실"]
["팔달관","913-3","세미나실(인공지능실험실 테이터베이스실)","대학원 컴퓨터공학과",15.91,"캐리어","cs-a080awb",3200,870,"벽걸이","2011-1020-0142",220,"12.02","실험실"]
["팔달관","913-4","인공지능실험실 데이터베이스실","대학원 컴퓨터공학과",74.09,"만도","pts-231fg",8300,2750,"슬립형",null,220,"11.01","실험실"]
["팔달관","1001","대학원세미나실","일반대학원",54.85,"엘지","lt-903sm",9000,3200,"천장형(실내기)","2016-1127-0022",220,"17.02","행정실","냉,난방기","10층 앞측"]
["팔달관","1002","대학원세미나실","일반대학원",50.98,"엘지","lt-903sm",9000,3200,"천장형(실내기)","2016-1127-0021",220,"17.02","행정실","냉,난방기","10층 앞측"]
["팔달관",1003,"SW특성화대학원 세미나실","일반대학원",50.98,"엘지","lp-203x",6000,1850,"슬립형","2001-3034-0001",220,"01.07","행정실"]
["팔달관","1003-1","SW특성화대학원 세미나실","일반대학원",null,"엘지","sq111bsf2w",4200,1040,"벽걸이","2017-2080-0125",220,"17.08","행정실"]
["팔달관","1003-2","SW특성화대학원 세미나실","일반대학원",null,"엘지","sq111bsf2w",4200,1040,"벽걸이","2017-2080-0130",220,"17.08","행정실"]
["팔달관","1004","산학협력교수 연구실","정보통신대학",76.48,"엘지","snq106baw",4000,1400,"벽걸이","2013-2050-0012",220,"13.06","교수실"]
["팔달관","1004-1","대학원생학습실","소프트웨어특성화학과",null,"엘지","sq111bsf2w",4200,1040,"벽걸이","2017-2080-0122",220,"17.08","실험실"]
["팔달관","1004-2","대학원생학습실","소프트웨어특성화학과",null,"엘지","sq111bsf2w",4200,1040,"벽걸이","2017-2080-0124",220,"17.08","실험실"]
["팔달관","1005","전용호 교수연구실","기계공학과",25.5,"캐리어","cs-a081amo",3200,870,"벽걸이","2007-2034-0002",220,"07.06","교수실"]
["팔달관","1006","유현진 교수연구실","응용화학생명공학과",25.5,"엘지","snq117bbw",4200,1460,"벽걸이",null,220,"14.07","교수실"]
["팔달관","1007","이철기교수연구실/교통HILS연구실","ITS대학원",25.5,"캐리어","cs-a100awa",4000,1190,"벽걸이","2011-2090-0020",220,"11.09","교수실"]
["팔달관",1008,"화물운송효울화연구실","교통공학과"]
["팔달관","1009","이상수 교수연구실","환경건설교통공학부(대학)",25.5,"캐리어","cs-a100awa",4000,1190,"벽걸이","2011-2090-0021",220,"11.09","교수실"]
["팔달관","1010","서주영 / 정크리스틴 교수연구실","정보컴퓨터공학과(대학)",25.5,"캐리어","ca-151kc",4500,1550,"슬립형",null,220,"99.02","교수실"]
["팔달관","1011","Adil Mehmood Khan 교수연구실","정보컴퓨터공학과(대학)",26.4,"삼성","ar-cp102a",4000,1285,"벽걸이","2011-1070-0024",220,"11.11","교수실"]
["팔달관","1012","teemu henr ikkilaine","정보컴퓨터공학과(대학)",26.4,"삼성","ar-cp102a",4000,1285,"벽걸이","2012-2050-0013",220,"12.05","교수실"]
["팔달관","1013","이중섭 교수연구실","수학과(대학)",26.4,"캐리어","cs-a100awa",4000,1190,"벽걸이","2012-2040-0009",220,"12.04","교수실"]
["팔달관","1020","교통정보실험실","환경건설교통공학부(대학)",58.59,"엘지","lpnq1450vp",15500,4800,"중형","2015-2041-0006",220,"15.12","실험실"]
["팔달관","1020","교통정보실험실","환경건설교통공학부(대학)",58.59,"엘지","lpq-1450vp",14500,8800,"중형",null,220,"16.08"]
["팔달관","1021","교통운영실험실","환경건설교통공학부(대학)",58.59,"엘지",{"$nulls":8},"에)없음"]
["팔달관","1022-1","첨단교통연구실","교통공학과",22,"엘지","fnc120csw",4700,1420,"슬립형","2008-1198-0002",220,"08.308","실험실"]
["팔달관","1022-2","교통공학연구실 (교통)","교통공학과",22,"삼성","af-w12by",4700,1400,"슬립형","2009-1570-0001",220,"10.02","실험실"]
["팔달관","1023","준비실(토목cad실)","환경건설교통공학부(대학)",8.08,{"$nulls":9},"없음"]
["팔달관","1024","토목cad실","환경건설교통공학부(대학)",null,"엘지","lt-w903sm",9000,3200,"천장형(실내기)","2016-1127-0006",220,"17.02","강의실","냉,난방기","10층 뒤쪽"]
["팔달관","1024","토목cad실","환경건설교통공학부(대학)",90.34,"엘지","lt-w903sm",9000,3200,"천장형(실내기)","2016-1127-0030",220,"17.02","강의실","냉,난방기","10층 뒤쪽"]
["팔달관","1025","강의실","대학원",117.18,"엘지","냉,난방용",null,null,"천장형(실내기)","2005-1129-0001",220,"05.07","강의실","냉,난방기","10층 뒤쪽"]
["팔달관","1025","강의실","대학원",117.18,"엘지","냉,난방용",null,null,"천장형(실내기)","2005-1129-0002",220,"05.07","강의실","냉,난방기","10층 뒤쪽"]
["팔달관","옥탑층","승강기실","시설팀/전기",null,"엘지","ipnq10000vp",11000,3650,"스텐드","2015-1080-0013",220,"15.08","시설(장비)","신규"]
["화공실험동","101-1","일반화학실험실1","화학과",80.09,"대우","DP-150LP","6,000",1850,"슬립형","2007-1285-0001",220,"07.09","실험실"]
["화공실험동","101-2","시약실","화학과",34.56,"엘지","fnc187gaw",7200,2220,"슬립형","2014-1070-0012","220","14.06","실험실","자체구매"]
["화공실험동","102","일반화학실험실2","화학과",113.4,"캐리어","CP-605AX","17,700",5800,"중형","2011-1110-0007","380","11.09","실험실"]
["화공실험동","103","일반화학실험준비실2","화학과",28.35,"엘지","lpnc231sk",8300,2360,"중형","2004-1090-0010",220,"04.03","행정실"]
["화공실험동","104","화공조작실험실","화공신소재공학과",272.25,{"$nulls":9},"에)없음"]
["화공실험동","105","일반화학실험실3","화학과(대학)",119.29,"캐리어","CP-605AX","17,700",5800,"중형","2011-1110-0008","380","11.09","실험실"]
["화공실험동","106-1","화공조작실험준비실","화학공학과",71.89,"캐리어","cp-a150vwa",6000,1750,"슬립형","2007-1115-0001",220,"07.06","실험실"]
["화공실험동","106-2","화학공학실험분석실","화학공학과",71.89,"엘지","lpnq1000vp",11000,3650,"스텐드","2015-1080-0358","220","15.08","실험실"]
["화공실험동","107","화학실험관련 학부사무실","화학과(대학)",28.35,{"$nulls":9},"에)없음"]
["화공실험동","201","정밀화학실험실","응용화학생명공학과",113.75,"삼성","hp-g581n","21,000",7700,"중형","2009-1226-0001",380,"09.08","실험실"]
["화공실험동","202","정밀화학연구실","응용화학생명공학과",56.7,"엘지","lp-455x",13000,4080,"중형","2000-9114-0001","220","01.07","실험실"]
["화공실험동",202,"정밀화학연구실","응용화학생명공학과",22.75,"엘지","LPNC605S","6,000",1650,"슬립형",null,220,"06.02","실험실"]
["화공실험동","203","고온공정실험실","화학공학과",56.7,"엘지","GAC254SC","6,000",2450,"슬립형",null,220,"95.04","실험실"]
["화공실험동","203","고온공정실험실","화학공학과",null,"삼성","afxcc233b",8300,2500,"슬립형","2012-1080-0157","220","12.08","실험실"]
["화공실험동","204","청정화학실험실","화학공학과",56.7,"엘지","lpnq1000vp",10000,3200,"중형","2016-1090-0100","220","16.09","실험실"]
["화공실험동","205-1","소재공정연구실","화학공학과",70.260000000000005,"삼성","rvsm040b2m2","11,000","3,800","천장형(실내기)","2006-9040-0001","220","09.08","실험실","냉방전용","1층 동측"]
["화공실험동","205-2","자연모사 나노구조재료 연구실","화학공학과",null,"삼성","rvsm040b2m2",11000,3800,"천장형(실내기)","2009-9007-0001","220","09.08","실험실","냉방전용","1층 동측"]
["화공실험동","205-3","공정시스템공학연구실",null,null,"엘지","fnc187gaw",7200,2220,"스텐드","2015-1070-0066","220","15.07","실험실"]
["화공실험동","206","화학공학실험실","화학공학과(대학)",143.78,"삼성","ap-cm403h",14500,5120,"중형","2012-1080-0142",380,"12.08","실험실"]
["화공실험동","206","화학공학실험실","화학공학과(대학)",null,"삼성","ap-cm403h",14500,5120,"중형","2012-1080-0143",380,"12.08","실험실"]
["화공실험동","207","표면공정연구실","화학공학과",46.71,"엘지","LP-205CS",5150,1720,"슬립형",null,220,"99.12","실험실"]
["화공실험동","207-1","표면공정연구실","화학공학과",null,"엘지","lp-g1000vp",10000,3200,"슬립형","2016-1060-0030","220","16.06","실험실"]
["화공실험동","208","고분자가공연구실","화학공학과",46.41,{"$nulls":8},"실험실","항온항습기"]
["율곡관","B2 01","변전실","시설팀",null,"엘지","lpnc1457d",14500,4600,"중형","2006-1381-0011",380,"06.06","시설(장비)"]
["율곡관","B101-1","비품창고 사무실","구매관재팀",16.5,"캐리어","cas-052n",1800,600,"벽걸이",null,220,"97.06","행정실"]
["율곡관","B103-1","구내사진관/졸업준비위원회","외부업체",22.76,{"$nulls":9},"에)없음"]
["율곡관","B103-2","복사실","외부업체",15.59,{"$nulls":9},"에)없음"]
["율곡관","B104","휴게실,매점","소비조합",215.32,"캐리어","DAP-040A",15000,5800,"중형",null,380,"97.07","복지시설"]
["율곡관","B104-1","휴게실 창고","소비조합",18.760000000000002,{"$nulls":9},"에)없음"]
["율곡관","B108","입학관리실","입학팀",46.77,"엘지","lp-555x",14500,4650,"중형",null,380,"02.06","행정실"]
["율곡관","B108-1","입학관리실 문서고","입학팀",12,{"$nulls":9},"에)없음"]
["율곡관","B108-2","문서보관실","입학팀",25.65,{"$nulls":9},"없음"]
["율곡관","B110","입학처 문서고-1","입학팀",21.96,{"$nulls":9},"없음"]
["율곡관","B111","미화반 소장실(27.00)","총무팀",0,"삼성","ar-g1410",5500,1770,"벽걸이",null,220,"10.01","행정실","15.06.01신설"]
["율곡관",101,"입학처","입학팀",82.07,"캐리어","ca-231mc",7200,2700,"슬립형",null,220,"00.02","행정실"]
["율곡관",101,"(입학팀, 입학사정센터)","입학팀",77.97,"캐리어","dap-025ldg",9500,3800,"슬립형",null,220,"96.09","행정실"]
["율곡관","103-1","입학상담실","입학팀",18.7,"삼성","ar-cp101b",4000,1285,"벽걸이","2010-2134-0001",220,"11.02","행정실"]
["율곡관","103-2","입학처장실","입학팀",29.76,"엘지","lpnc231sk",8300,2360,"슬립형","2004-1090-0003",220,"04.05","교수실"]
["율곡관","104","교무처장실","교무팀",49.06,"캐리어","cp-185qem",7200,2100,"슬립형",null,220,"06.03","행정실"]
["율곡관","105","교무팀","교무팀",76.19,"캐리어","dap-030las",12000,5100,"중형","1997-3513-0050",220,"97.10","행정실"]
["율곡관","106","교원팀","교원팀",56.4,"캐리어","cp-153mb",6000,1900,"슬립형",null,220,"04.07","행정실"]
["율곡관","106-1","창고","교원팀",10.71,{"$nulls":9},"에)없음"]
["율곡관","106-2","학적창고","교무팀",16.89,{"$nulls":9},"에)없음"]
["율곡관","107","입학처 창고","입학팀",15.44,{"$nulls":9},"에)없음"]
["율곡관","107-1","총무 다용도실","총무팀",3,{"$nulls":9},"에)없음"]
["율곡관","108","공실","입학팀",18.75,"캐리어","dap-096n",null,null,null,"1996-0597-0001",220,"96.07","행정실"]
["율곡관","109","교원팀 창고","교원팀",18.75]
["율곡관","150","대강당","교무팀",686.11,{"$nulls":9},"공기조화기"]
["율곡관","151","영상회의실","총무팀",177,"엘지","ltvw902sn",10800,3900,"천장형(실내기)","2013-1020-0303",220,"13.06","강의실","냉,난방기","1층 서측"]
["율곡관","151","영상회의실","총무팀",null,"엘지","ltvw902sn",10800,3900,"천장형(실내기)","2013-1020-0302",220,"13.06","강의실","냉,난방기","1층 서측"]
["율곡관","151","영상회의실","총무팀",null,"엘지","ltvw902sn",10800,3900,"천장형(실내기)","2013-1020-0301",220,"13.06","강의실","냉,난방기","1층 서측"]
["율곡관","151","영상회의실","총무팀",null,"엘지","ltvw902sn",10800,3900,"천장형(실내기)","2013-1020-0300",220,"13.06","강의실","냉,난방기","1층 서측"]
["율곡관","152","대학발전팀,기획팀","대학발전팀,기획팀",82.54,{"$nulls":5},"2015-2070-0003",220,null,"행정실"]
["율곡관","152","예산팀","예산팀",32.17,"엘지","lp-q145vp",14500,4400,"스텐드","2017-2070-0005",220,"17.07","행정실","냉방전용"]
["율곡관","153","글로벌 라운지","국제협력팀",54.23,"캐리어","cp-a280mad",10000,3400,"슬립형","2011-1020-0154",220,"12.02","행정실"]
["율곡관","153-1","국제대학원 PC실","국제대학원 교학팀",27.11,"엘지","tuw0400u2s",4000,1430,"1구 천정형",null,220,"18.03","강의실","냉,난방기","1층 북측"]
["율곡관",154,"행정실","국제대학원 교학팀",81.34,"엘지","ltuw1303sw3",null,null,"천장형(실내기)",null,null,null,"강의실","냉,난방기","1층 북측"]
["율곡관",155,"국제대학원 교학팀","국제대학원 교학팀",81.34,"엘지","ltvq720n",8300,2500,"천장형(실내기)","2015-1040-0072",220,"15.04","행정실","냉방전용","1층 북측"]
["율곡관",155,"국제대학원 교학팀","국제대학원 교학팀",81.34,"엘지","ltvq720n",8300,2500,"천장형(실내기)","2015-1040-0073",220,"15.04","행정실","냉방전용","1층 북측"]
["율곡관","156","(사회과대 열람실)","사회과학대학교학팀",113.68,"삼성","ap-h3620",13000,3950,"중형","2003-1037-0031",220,"03.04","강의실"]
["율곡관","157","사회과학대학 PC실","사회과학대학교학팀",157.53,"삼성","af30fcm1een",10000,3860,"슬립형","2012-1120-0085",220,"12.12","강의실"]
["율곡관","157","사회과학대학 PC실","사회과학대학교학팀",null,"삼성","af30fcm1een",10000,3860,"슬립형","2012-1120-0087",220,"12.12","강의실"]
["율곡관","157-1","사회과학대학 PC실","사회과학대학교학팀",18.59,{"$nulls":9},"조교실"]
["율곡관","158","기사 휴게실(6.04)","총무팀",6.04,"삼성","as-410",1400,482,"벽걸이",null,220,"99.05","행정실"]
["율곡관","201","총장실","총장",114.84,"엘지","ltuw723sp",8800,3260,"천장형(실내기)",null,220,"15.01","행정실","냉,난방기","2층 남측"]
["율곡관","201","총장실","총장",null,"엘지",null,2100,null,"천장형(실내기)",null,220,"15.01","행정실","냉,난방기","2층 남측"]
["율곡관","201-1","총장 (사실)","총장",16.89,{"$nulls":9},"에)없음"]
["율곡관","202","비서실","비서팀",40.76,"캐리어","cp-235qpv",8300,2400,"슬립형",null,220,"05.04","행정실"]
["율곡관","203","부총장실","총장",40.76,"캐리어","cp-135qem",5200,1480,"슬립형","2005-2077-0001",220,"06.01","행정실"]
["율곡관","204","회의실","총무팀",82.2,"엘지","r-w0720t2s",8300,4100,"천장형(실내기)","2017-2040-0006",220,"17.03","행정실","냉,난방기"]
["율곡관","204","회의실","총무팀",null,"엘지","r-w0720t2s",8300,4100,"천장형(실내기)","2017-2040-0007",220,"17.03","행정실","냉,난방기"]
["율곡관","204","회의실","총무팀",null,"엘지","r-w0830t2s",7700,4100,"ehp 실외기","2017-2040-0005",220,"17.03","행정실","멀티(냉,난방)","강당 옥상"]
["율곡관","205","상무이사실","교무팀",41.1,"엘지","lrp-N2305BT",23000,7100,"천장형(실내기)","2008-2129-0002",220,"09.01","행정실","냉,난방기","2층 남측"]
["율곡관","206","법인사무처","교무팀",80.39,"엘지","lrp-N2305BT",23000,7100,"천장형(실내기)","2008-2129-0001",220,"09.01","행정실","냉,난방기","2층 남측"]
["율곡관","206","법인사무처","교무팀",null,"엘지","lrp-N2305BT",23000,7100,"천장형(실내기)","2008-2129-0003",220,"09.01","행정실","냉,난방기","2층 남측"]
["율곡관","207","이사장실","교무팀",55.68,"엘지","lrp-N2305BT",23000,7100,"천장형(실내기)","2008-2129-0004",220,"09.01","행정실","냉,난방기","2층 남측"]
["율곡관","208","홍보실사무실","홍보실",46.71,"캐리어","cp-155qpe",6000,1710,"슬립형","2007-1215-0002",220,"07.08","행정실"]
["율곡관","208-2","홍보팀 출력실","홍보실",15.04,"캐리어","cs-a081ama",3200,870,"벽걸이","2008-2031-0003",220,"08.06","행정실"]
["율곡관","209","법인사무처","교무팀",34.950000000000003,"엘지","fnq180dv3w",7200,2070,"슬립형","2015-2070-0003",220,"15.10","행정실"]
["율곡관",251,"국제학부","국제대학원교학팀",57.71,"엘지","lp-q10000vp",10000,3200,"스텐드","2016-1050-0024",220,"16.04","행정실"]
["율곡관","252","강의실","교무팀",53.25,"캐리어","cp-a280mao",10000,3250,"슬립형",null,220,"07.02","강의실"]
["율곡관","253","강의실","교무팀",77.22,"엘지","lp-306cs",8300,2400,"슬립형",null,220,"02.02","강의실"]
["율곡관","254","강의실","교무팀",85.2,"캐리어","dap-030las",12000,5100,"중형","2002-3024-0002",220,"02.06","강의실"]
["율곡관","255","강의실","교무팀",86.4,"삼성","ap-cm403h",14500,5120,"중형","2012-1080-0136",220,"12.08","강의실"]
["율곡관","256","강의실","교무팀",86.4,"캐리어","cp-401a",13000,4710,"중형","2002-3033-0001",220,"02.07","강의실"]
["율곡관","257","강의실","교무팀",86.4,"캐리어","cp-401a",13000,4710,"중형","2002-3033-0002",220,"02.07","강의실"]
["율곡관","258","강의실","교무팀",86.4,"캐리어","cp-401a",13000,4710,"중형","2002-3032-0001",220,"02.07","강의실"]
["율곡관","259","강의실","교무팀",86.4,"캐리어","cp-401a",13000,4710,"중형","2002-3032-0002",220,"02.07","강의실"]
["율곡관","260","자동화 강의실","다산학부",85.2,"캐리어","cp-401a",13000,4710,"중형","2003-1037-0005",220,"03.04","강의실"]
["율곡관","261","강의실","교무팀",77.22,"엘지","lp-q1450vp",14500,4400,"스텐드","2017-1090-0046",220,"17.08","강의실"]
["율곡관","262","강의실","교무팀",53.25,"엘지","lp-g1000vp",10000,3200,"슬립형","2016-1060-0031",220,"16.06","실험실"]
["율곡관","263","교수협의회","교원팀",57.71,"삼성","af-cc231b",8300,2500,"슬립형","2010-2061-0001",220,"10.07","행정실"]
["율곡관",301,"기획처장실","기획팀",20.72,"캐리어","cs-101afc",4000,1290,"벽걸이","2005-9097-0001",220,"06.02","행정실"]
["율곡관","302-1","시설팀 도면실","시설팀",40.93,{"$nulls":9},"에)없음"]
["율곡관","302","시설팀","시설팀",59.4,"캐리어","cp-405axa",13000,4300,"중형","2008-1223-0007",380,"08.08","행정실"]
["율곡관","302","시설팀","시설팀",null,"엘지","lp-q1450vp",14500,4400,"스텐드","2017-2080-0009",220,"17.08","행정실"]
["율곡관","303","구매관재팀","구매관재팀",59.4,"캐리어","cp-405aa",13000,4300,"중형","2008-1223-0002",220,"08.08","행정실"]
["율곡관","304","총무팀","총무팀",59.4,"캐리어","cp-405aa",13000,4300,"중형","2008-1223-0004",220,"08.08","행정실"]
["율곡관","304-1","총무처장실","총무팀",19.8,"캐리어","cs-a100awa",4000,1190,"벽걸이",null,220,"11.07","행정실"]
["율곡관","305","대학원 교학팀","대학원교학팀",59.4,"엘지","lpnq1000vp",11000,3650,"중형","2015-2070-0002",220,"15.08","행정실"]
["율곡관","306","대학원 원장실","대학원교학팀",19.8,"캐리어","cs-a100awa",4000,1190,"벽걸이","2011-2090-0018",220,"11.09","행정실"]
["율곡관",307,"사회대 교학팀","사회과학대학교학팀",59.4,"엘지","lpq1450vp",14500,4400,"스텐드",null,220,"16.04","행정실"]
["율곡관","307-1","사회대 학장실","사회과학대학교학팀",19.8,"캐리어","cs-a100awa",4000,1190,"벽걸이","2011-2080-0010",220,"11.08","교수실"]
["율곡관","307-2","사회대 문서고","사회과학대학교학팀",19,{"$nulls":9},"에)없음"]
["율곡관",310,"재무회계팀","재무회계팀",78.94,"캐리어","cp-405axa",13000,4300,"중형","2008-1223-0003",380,"08.08","행정실"]
["율곡관","310-1","재무회계팀 문서고","재무회계팀",51.91,"엘지","lpnc231sk",8300,2360,"슬립형","2004-1090-0004",220,"04.05","행정실"]
["율곡관",311,"국제협력처장실","국제협력팀",72.28,"캐리어","cp-405aa",13000,4300,"중형","2008-1223-0001",380,"08.08","행정실"]
["율곡관","311-1","국제교육센타","국제협력팀",28.4,"캐리어","cs-a100awa",4000,1190,"벽걸이","2011-2090-0022",220,"11.09","행정실"]
["율곡관",312,"국제교류팀","국제협력팀",61.64,"캐리어","cp-405axa",13000,4300,"중형","2008-1223-0006",380,"08.08","행정실"]
["율곡관","312-1",null,null,25.74,{"$nulls":9},"에)없음"]
["율곡관",316,null,null,15,{"$nulls":9},"에)없음"]
["율곡관",317,"대학원 문서고","대학원교학팀",15,{"$nulls":9},"에)없음"]
["율곡관","351","아주대학교 직원노동조합","노동조합",52.5,"캐리어","cp-a235qmb",8300,2450,"슬립형","2008-2106-0001",220,"08.11","행정실"]
["율곡관","352-1","공실(계단실 연계)(18.0)",null,0,{"$nulls":9},"에)없음"]
["율곡관","353","총무팀 문서고","총무팀",20.14,{"$nulls":9},"에)없음"]
["율곡관","353-5","한국어강사실(AFP)","국제협력팀",32.96,"삼성","ar-cp101b",4000,1285,"벽걸이","2010-c047-0002",220,"10.07","행정실"]
["율곡관",354,"대학원세미나실","대학원교학팀",37.21,"엘지","pc083r2s",8300,2500,"슬립형","2016-1060-0056",220,"16.06","행정실"]
["율곡관","355","강사휴게실","사회과학대학교학팀",33.32,"삼성","ar-cp101b",2490,1285,"벽걸이","2010-2105-0002",220,"10.10","행정실"]
["율곡관","355","강사휴게실","사회과학대학교학팀",null,"삼성","ar-cp101b",4000,1285,"벽걸이","2010-2105-0001",220,"10.09","행정실"]
["율곡관","356","지정강의실(경제)","교무팀",104.56,"삼성","ap-h3020",11000,3600,"중형","2003-1037-0020",220,"03.04","강의실"]
["율곡관","357","일반대학원 세미나실","대학원교학팀",85.09,"엘지","lt-903sm",9000,3200,"천장형(실내기)","2016-1127-0007",220,"17.02","강의실","냉,난방기","3층 북측"]
["율곡관","357","일반대학원 세미나실","대학원교학팀",null,"엘지","lt-903sm",9000,3200,"천장형(실내기)","2016-1127-0029",220,"17.02","강의실","냉,난방기","3층 북측"]
["율곡관","357-3","국제대학원장실","국제대학원",27.56,"캐리어","cp-120ma",4700,1490,"슬립형","2005-2038-0001",220,"05.07","행정실"]
["율곡관","357-4","회의실 및 고충상담실","총무팀",19.89,"캐리어","cp-120ma",4700,1490,"슬립형","2005-2038-0002",220,"05.07","행정실"]
["율곡관","358","강의실","사회대학교학팀",203.51,"엘지","lt-q1000sm",10000,6000,"천장형(실내기)","2016-1043-0001",220,"16.08","강의실","냉방전용","강당 옥상"]
["율곡관","358","강의실","사회대학교학팀",null,"엘지","lt-q1000sm",10000,6000,"천장형(실내기)","2016-1043-0002",220,"16.08","강의실","냉방전용","강당 옥상"]
["율곡관","358","강의실","사회대학교학팀",null,"엘지","lt-q1000sm",10000,6000,"천장형(실내기)","2016-1040-0001",220,"16.08","강의실","냉방전용","강당 옥상"]
["율곡관","358-1","사무실","사회대학교학팀",null,"엘지","lt-q600sp",6000,1780,"천장형(실내기)","2016-1043-0004",220,"16.08","행정실","냉방전용","강당 옥상"]
["율곡관","358-2","사무실","사회대학교학팀",null,"엘지","lt-q400su",4000,2240,"천장형(실내기)","2016-1043-0005",220,"16.09","행정실","냉방전용","강당 옥상"]
["율곡관","358-3","사무실","사회대학교학팀",null,"엘지","lt-q400su",4000,2240,"천장형(실내기)","2016-1043-0003",220,"16.09","행정실","냉방전용","강당 옥상"]
["율곡관","359","강의실(우선배정 / 사회과학대학)","교무팀",217.29,"삼성","ap-h3020",11000,3600,"중형","2003-1037-0025",220,"03.04","강의실"]
["율곡관","359","강의실(우선배정 / 사회과학대학)","교무팀",null,"삼성","ap-h3020",11000,3600,"중형","2003-1037-0026",220,"03.04","강의실"]
["율곡관","367","인지실험실","심리학과",24.5,"삼성","ar-cp81b",3200,907,"벽걸이","2010-1210-0002",220,"10.11","행정실"]
["율곡관","367-1","인지연구실","심리학과",49.22,"캐리어","cp-a180maa",7200,2100,"슬립형","2007-1172-0001",220,"07.08","행정실"]
["율곡관","367-2","Eye Tracker 실험실","심리학과",11.38,"삼성","as-g611",2300,600,"벽걸이",null,220,"04.04","행정실"]
["율곡관","368","심리학 실험실","심리학과",15.56]
["율곡관","368-1","한국 소비자  운영실","심리학과",10.25,"삼성","as-k67cn",2300,652,"벽걸이",null,220,"08.03","행정실"]
["율곡관","368-2","사회심리학 실험실","심리학과",18.149999999999999,"삼성","ar-h10lcc",4000,1285,"벽걸이","2009-1225-0001",220,"09.09","행정실"]
["율곡관","368-3","심리학과 대학원실","심리학과",8.1,"삼성","ar-n6a",2300,652,"벽걸이","2010-1062-0001",220,"10.05","행정실"]
["율곡관","368-5","심리학 실험실2","심리학과",15.82,"삼성","as-k67nc",3200,652,"벽걸이",null,220,"08.03","행정실"]
["율곡관","368-6","심리학과 대학원실","심리학과",8.1,"삼성","ar-cp81b",3200,907,"벽걸이","2010-1210-0001",220,"10.11","행정실"]
["율곡관","368-7","심리학과 대학원실","심리학과",18.149999999999999,{"$nulls":9},"에)없음"]
["율곡관","368-8","심리학과 대학원실","심리학과",10.42,{"$nulls":9},"에)없음"]
["율곡관","370","심리학 실험실 전실","심리학과",4.8499999999999996,{"$nulls":9},"에)없음"]
["율곡관","370-1","심리학 실험실","심리학과",12.52,"캐리어","cs-a081amo",3200,870,"벽걸이","2007-2092-0003",220,"07.08","행정실"]
["율곡관","370-2","심리학 실험실","심리학과",17.43,"캐리어","cs-a081amo",3200,870,"벽걸이","2007-2092-0002",220,"07.08","행정실"]
["율곡관","371","교수연구실 전실(10.47)",null,10.47,{"$nulls":9},"호실 없음"]
["율곡관","371-1","심리학박사연구실1","심리학과",13.51,"캐리어","csv-094aqs",3400,1890,"벽걸이","2009-2120-0001",220,"09.09","행정실"]
["율곡관","371-2","심리학박사연구실2","심리학과",13.52,"삼성","ar-cp101b",4000,1285,"벽걸이","2010-2090-0001",220,"10.09","행정실"]
["율곡관","372","명예교수실","교원팀",37.5,"엘지","pc083r2s",8300,2500,"슬립형","2016-1060-0057",220,"16.06","교수실"]
["율곡관","373","법인서류창고 문서고","교무팀",36.75,{"$nulls":9},"에)없음"]
["율곡관","373-1","정형욱(특임, 대우조교수)","국제대학원",16.809999999999999,"경원세기","pa-a2gg4",5900,2160,"슬립형",null,220,"96.04","교수실"]
["율곡관","373-2","이현서(특임, 대우조교수)","사회과학대학교학팀",13.51,"삼성","ar-m10lcc",4000,1285,"벽걸이",null,220,"09.07","교수실"]
["율곡관","401","김은정 교수연구실","심리학과(대학)",19.690000000000001,"삼성","as-f410",1600,490,"벽걸이","2010-c041-0001",220,"10.06","교수실"]
["율곡관","402","최은경 교수연구실","정치외교학전공(대학)",20.55,"엘지","SQ-117bbw",4000,1040,"벽걸이","2016-2080-0065",220,"16.08","교수실"]
["율곡관","403","IainWatson(비정년전임, 교육중점)","국제대학원",20.55,"캐리어","cs-081ade",3200,870,"벽걸이",null,220,"08.02","교수실"]
["율곡관","404","김정호 교수연구실","경제학과(대학)",20.55,"캐리어","ds-091ga",4000,1350,"벽걸이",null,220,"98.03","교수실"]
["율곡관","405","김한성 교수연구실","경제학과(대학)",20.55,"삼성","ar-m10lcc",4000,1285,"벽걸이","2009-2121-0001",220,"09.09","교수실"]
["율곡관","406","이경호 교수연구실","경제학과(대학)",20.55,{"$nulls":4},"벽걸이","2015-1070-0076",220,"15.06","교수실"]
["율곡관","407","이왕휘 교수연구실","정치외교학과(대학)",20.55,"삼성","ar-m10lcc",4000,1285,"벽걸이","2009-2123-0002",220,"09.09","교수실"]
["율곡관","408","양한순 교수연구실","사회학과(대학)",20.55,"삼성","ar-cp101b",4000,1285,"벽걸이","2010-2065-0001",220,"10.08","교수실"]
["율곡관","409","박성빈 교수연구실","행정학과(대학)",20.55,"캐리어","cs-a081amo",3200,870,"벽걸이","2007-2033-0001",220,"07.06","교수실"]
["율곡관","410","김준한 교수연구실","행정학과(대학)",20.55,null,"s-q117bbw",4200,1430,"벽걸이","2015-1070-0076",220,"15.06","교수실"]
["율곡관","411","김호섭 교수연구실","행정학과(대학)",20.55,"캐리어","csv-074aqs",2600,1060,"벽걸이","2006-1136-0011",220,"06.08","교수실"]
["율곡관","412","배상석 교수연구실","행정학과(대학)",20.55,"캐리어","cs-101adm",3200,870,"벽걸이",null,220,null,"교수실"]
["율곡관","413","김태봉 교수연구실","경제학과(대학)",20.55,"엘지","snq106bbw",4000,1400,"벽걸이","2014-2040-0057",220,"14.04","교수실"]
["율곡관","414","이민규 교수연구실","심리학과(대학)",20.55,"엘지","SNQ-106baw",4000,1400,"벽걸이","2013-2060-0026",220,"13.06","교수실"]
["율곡관","415","박영준 교수연구실","경제학과(대학)",20.55,"캐리어","cs-081ade",2300,870,"벽걸이","2006-1136-0003",220,"06.08","교수실"]
["율곡관","416","이규상 교수연구실","경제학과(대학)",20.55,"캐리어","cs-108amo",2300,870,"벽걸이","2007-2033-0002",220,"07.06","교수실"]
["율곡관","417","김성환 교수연구실","경제학과(대학)",20.55,"엘지","ls-066cs",2300,610,"벽걸이",null,220,"01.06","교수실"]
["율곡관","418","김동근 교수연구실","경제학과(대학)",20.55,"엘지","ls-c060s",2300,610,"벽걸이",null,220,"03.05","교수실"]
["율곡관","419","공유식 교수연구실","사회학과(대학)",20.55,"엘지","snq117bbw",4200,1460,"벽걸이",null,220,"14.06","교수실"]
["율곡관","420","호정화 교수연구실","사회학과(대학)",20.55,"엘지","SNQ-106baw",4000,1400,"벽걸이","2013-2050-0005",220,"13.05","교수실"]
["율곡관","421","김병관 교수연구실","사회학과(대학)",19.690000000000001,"캐리어","das-077n",2500,901,"벽걸이",null,220,"96.04","교수실"]
["율곡관","425","대학원세미나실","대학원교학팀",106.09,"엘지","lt-w903sm",9000,3200,"천장형(실내기)","2016-1127-0009",220,"17.02","행정실","냉,난방기","4층 북측"]
["율곡관","425","대학원세미나실","대학원교학팀",null,"엘지","lt-w903sm",9000,3200,"천장형(실내기)","2016-1127-0031",220,"17.02","행정실","냉,난방기","4층"]
["율곡관","426","교수휴게실","사회과학대학교학팀",52.5,"캐리어","cp-181ma",7200,2250,"슬립형","2002-4048-0003",220,"02.09","행정실"]
["율곡관","427","심리부검센터","사회과학연구소",78.75,"엘지","lp-x830p",11000,2500,"중형","2004-1108-0001",220,"04.07","행정실"]
["율곡관","427","심리부검센터","사회과학연구소",78.75,"엘지","lp-x830p",11000,2500,"중형","2004-1108-0002",220,"04.07","행정실"]
["율곡관","428","사회과학연구소(사회조사연구센터)","사회과학연구소",52.5,"삼성","af-cc232b",null,2500,"벽걸이","2011-2070-0087",220,"11.07","행정실"]
["율곡관","429","사회과학연구소","사회과학연구소",7.13,{"$nulls":9},"에)없음"]
["율곡관","429-1","사회과학연구소행정실","사회과학연구소",47.25,"엘지","lavc231skj",8300,2360,"슬립형","2004-9132-0001",220,"05.02","행정실"]
["율곡관","429-2","사회과학연구소FGI","사회과학연구소",19.13,"엘지","snq106baw",4000,1400,"벽걸이",null,220,"14.04","행정실"]
["율곡관","429-3","사회과학연구소회의실","사회과학연구소",32.590000000000003,"캐리어","cp-a120vwb",4700,1480,"슬립형","2008-1228-0001",220,"08.08","행정실"]
["율곡관","501","김혜숙 교수연구실","심리학과(대학)",19.690000000000001,"캐리어","cs-a0851go",3200,848,"벽걸이","2008-1275-0002",220,"08.09","교수실"]
["율곡관","502","김경일 교수연구실","심리학과(대학)",20.55,"캐리어","cs-081asm",3800,870,"벽걸이","2006-1154-0006",220,"06.09","교수실"]
["율곡관","503","김서용 교수연구실","행정학과(대학)",20.55,"삼성","as-g611",2300,600,"벽걸이",null,220,"05.02","교수실"]
["율곡관","504","김흥규 교수연구실","정치외교학과(대학)",20.55,"엘지","snq106bbw",4000,1400,"벽걸이","2014-2040-0043",220,"14.04","교수실"]
["율곡관","505","노명우 교수연구실","사회학과(대학)",20.55,"캐리어","cs-082pd",3200,889,"벽걸이",null,220,"01.04","교수실"]
["율곡관","506","신희천 교수연구실","심리학과(대학)",20.55,"삼성","ar-cp103a",4000,1285,"벽걸이","2012-2060-0028",220,"12.05","교수실"]
["율곡관","507","강신구 교수연구실","정치외교학과(대학)",20.55,"캐리어","cs-a081amo",3200,870,"벽걸이",null,220,"07.08","교수실"]
["율곡관","508","김은하 교수연구실","심리학과(대학)",20.55,"엘지","snq110bslw",4200,1430,"벽걸이","2015-1080-0359",220,"15.08","교수실"]
["율곡관","509","Magali Plattet","불어불문학과(대학)",20.55,"엘지","snq110bslw",4200,1430,"벽걸이","2015-1080-0360",220,"15.08","교수실"]
["율곡관","510","안재흥 교수연구실","정치외교학과(대학)",20.55,"엘지","snq-106baw",4000,1400,"벽걸이",null,220,"14.02","교수실"]
["율곡관","511","이성엽 교수연구실","다산학부대학교학팀",20.55,"캐리어","cs-101ash",4000,1240,"벽걸이",null,220,"05.04","교수실"]
["율곡관","512","김용진 교수연구실","경제학과(대학)",20.55,"엘지","ls-067cfd",2300,625,"벽걸이",null,220,"02.05","교수실"]
["율곡관","513","진미경 교수연구실","정치외교학과(대학)",20.55,"엘지","SQ-11BSF2W",4200,1040,"벽걸이","2017-2030-0023",220,"17.03","교수실"]
["율곡관","514","문우진 교수연구실","정치외교학과(대학)",20.55,"대우","ds-066m",null,620,"벽걸이",null,220,"04.07","교수실"]
["율곡관","515","김완석 교수연구실","심리학과(대학)",20.55,"캐리어","cs-a100awa",null,null,"벽걸이","2011-2090-0038",220,"11.09","교수실"]
["율곡관","516","김흥식 교수연구실","행정학과(대학)",20.55,"삼성","ar-cp103a",4000,1285,"벽걸이","2012-2070-0008",220,"12.06","교수실"]
["율곡관","517","유승익 교수연구실","정치외교학과(대학)",20.55,"캐리어","cs-a081ama",3200,870,"벽걸이","2008-2033-0001",220,"08.06","교수실"]
["율곡관","518","김영진 교수연구실","심리학과(대학)",20.55,"엘지","snq117bbw",4200,1460,"벽걸이",null,220,"14.06","교수실"]
["율곡관","519","신강현 교수연구실","심리학과(대학)",20.55,"엘지","snq110bslw",4200,1430,"벽걸이",null,220,"15.08","교수실"]
["율곡관","520","이선이 교수연구실","사회학과(대학)",20.55,"삼성","ar-cp103a",4000,1285,"벽걸이","2012-2080-0167",220,"12.08","교수실"]
["율곡관","521","강명구 교수연구실","행정학과(대학)",19.690000000000001,"삼성","ar-cp102a",4000,1285,"벽걸이","2011-2060-0028",220,"11.06","교수실"]
["율곡관","525-1","경제학과대학원연구실","경제학과",28.13,"캐리어","cp-120ma",4700,1490,"슬립형","2005-2037-0003",220,"05.07","행정실"]
["율곡관","525-2","임상및상담심리전공연구실3","심리학과",19.88,"엘지","ls-065cbh",2000,720,"벽걸이",null,220,"00.04","행정실"]
["율곡관","525-2","임상및상담심리전공연구실3","심리학과",null,"캐리어","das-076n",2500,901,"벽걸이",null,220,"97.03","행정실"]
["율곡관","525-3","응용사회학과연구실","응용사회학과",27,"캐리어","cp-120ma",4700,1490,"슬립형","2005-2037-0003",220,"05.07","행정실"]
["율곡관","526-1","임상및상담심리전공연구실4","심리학과",27,"캐리어","cp-120ma",4700,1490,"슬립형","2005-2037-0004",220,"05.07","행정실"]
["율곡관","526-2","행정학과 TA실","행정학과",19.88,"엘지","snq130bmlw",5200,1610,"벽걸이","2015-1060-0020",220,"15.06","행정실","15.06.18신설"]
["율곡관","526-3","임상및상담심리전공연구실5","심리학과",27,"캐리어","cp-120ma",4700,1490,"슬립형","2005-2037-0001",220,"02.07","행정실"]
["율곡관","527-1","정치외교 / 행정학과 TA실","정치외교학과",27,"엘지","sq117bbw",4000,1040,"벽걸이","2016-1070-0007",220,"16.06","행정실"]
["율곡관","527-2","중국정책연구소","중국정책연구소",46.96,"엘지","lpnq-1000vp",11000,3650,"중형","2015-2050-0008",220,"15.04",null,"15.05.15(신설)"]
["율곡관",528,"대학원세미나실","대학원교학팀",null,"엘지","lt-w903sm",9000,3200,"천장형(실내기)","2016-1127-0020",220,"17.02","행정실","냉,난방기","5층 북측"]
["율곡관",529,"박물관 사무실","박물관",9.3699999999999992,"캐리어","dap-020lbg",null,2470,null,null,220,"96.07","행정실"]
["율곡관","529-1","박물관(수장고)","박물관",{"$nulls":10},"없음"]
["율곡관","529-2","박물관(수장고)","박물관",75.91,"캐리어","dap-020lh",null,2430,null,"1997-3513-0065",220,"97.10","행정실"]
["율곡관","B101","비품창고","구매관재팀",448.62,{"$nulls":9},"없음"]
["율곡관","B101-1","비품창고 사무실","구매관재팀",16.5,"캐리어","das-052n",null,600,null,null,220,"97.06","행정실"]
["율곡관","B103-1","구내사진관/졸업준비위원회","외부업체",22.76,{"$nulls":9},"에)없음"]
["율곡관","B103-2","복사실","외부업체",15.59,{"$nulls":9},"에)없음"]
["율곡관","B104","휴게실,매점","소비조합",215.32,"캐리어","DAP-040A",null,5800,null,null,380,"97.07","복지시설"]
["율곡관","B104-1","휴게실 창고","소비조합",18.760000000000002,{"$nulls":9},"에)없음"]
["율곡관","B108","입학관리실","입학팀",46.77,"엘지","lp-555x",null,4650,null,null,380,"02.06","행정실"]
["율곡관","B108-1","입학관리실 문서고","입학팀",12,{"$nulls":9},"에)없음"]
["율곡관","B108-2","문서보관실","입학팀",25.65,{"$nulls":9},"없음"]
["율곡관","B110","입학처 문서고-1","입학팀",21.96,{"$nulls":9},"없음"]
["율곡관","B111","미화반 소장실(27.00)","총무팀",0,{"$nulls":9},"없음"]
["율곡관","b201","변전실","시설팀/전기",null,"엘지","lpnc1457d",14500,4600,"중형","2006-1381-0011","380","07.02","시설(장비)"]
["동관","1층","사무실","기계공학과(대학)",null,"캐리어","cs-101ps",4000,1240,"벽걸이","2006-1291-0006",220,"06.12","행정실"]
["동관","1층","공작실","기계공학과(대학)",{"$nulls":10},"없음"]
["동관","1층","변전실","시설팀/전기",269.68,"삼성","hp-q408n",14500,4550,"중형","2011-2060-0024",380,"11.06","시설(장비)"]
["동관",101,"학생휴게실","기계공학과",null,"엘지","lpnc1302s",13000,3950,"중형","2004-1090-0020",220,"04.04","동아리"]
["동관",102,"기계열물성측정기술연구실(I/IV) IOPM기초연구소","기계공학과",54.12,"캐리어","cs-104ds",4000,1280,"벽걸이",null,220,"04.05","실험실"]
["동관",103,"소음지동실습실","기계공학과",26.65,"캐리어","cp-101ps",4000,1240,"벽걸이","2006-1291-0006",220,"06.12","실험실"]
["동관","104-1","창의적공학설계실 1","기계공학과(대학)",74.88,"캐리어","cp-503axa",14500,4800,"중형","2006-1291-0005",380,"06.12","실험실"]
["동관","104-1","창의적공학설계실 1","기계공학과(대학)",null,"캐리어","cp-503axb",14500,4800,"중형","2006-1291-0004",380,"06.12","실험실"]
["동관","104-2","창의적공학설계실 2","기계공학과(대학)",97.28,"캐리어","cp-503axb",14500,4800,"중형","2006-1291-0003",380,"06.12","실험실"]
["동관","104-3","창의적공학설계실 3","기계공학과(대학)",97.28,"캐리어","cp-503axb",14500,4800,"중형","2006-1291-0002",380,"06.12","실험실"]
["동관","104-3","창의적공학설계실 3","기계공학과(대학)",null,"캐리어","cp-503axb",14500,4800,"중형","2006-1291-0001",380,"06.12","실험실"]
["동관","105","자동차연구실","기계공학과",66.8,"캐리어","co-403f",13000,3850,"중형",null,220,"04.10","실험실"]
["동관","106","기계진단준비실","기계공학과",55.53,"엘지","lsnc-135s",5200,1580,"슬립형",null,220,"07.05","실험실"]
["동관","107","자동차동력시스템실험실","기계공학과",117.47,{"$nulls":8},"실험실","공기조화기"]
["동관","108-1","자동차엔진실험실","기계공학과",19.52,{"$nulls":9},"없음"]
["동관","108-2","자동차엔진실험실","기계공학과",18.899999999999999,{"$nulls":9},"없음"]
["동관","108-3","자동차엔진실험실","기계공학과",18.87,{"$nulls":9},"없음"]
["동관","108-4","자동차엔진실험실","기계공학과",23.94,{"$nulls":9},"없음"]
["동관","109","인스트롱실험실","기계공학과",25.95,{"$nulls":9},"창문형"]
["동관","109-1","준비실(인스트롱실험실)","기계공학과",8.41,{"$nulls":9},"없음"]
["동관",110,"사출실험실"]
["동관",111,"용접실","기계공학과",{"$nulls":10},"없음"]
["동관",112,"금속가공실험실","기계공학과",null,"엘지","lpnq1450vp",15500,4880,"중형",null,220,"15.01","실험실"]
["동관",113,"3차원 가공실","기계공학과",null,"엘지","lpnc13000vp",15000,5000,"중형",null,220,"15.01","실험실"]
["동관",114,"금형사출실","기계공학과",{"$nulls":10},"없음"]
["동관",115,"준비실","linc사업팀",null,"엘지",{"$nulls":4},"2014-2023-0001",null,"14.07","실험실"]
["동관",115,"준비실","linc사업팀",null,"엘지",{"$nulls":4},"2014-2023-0002",null,"14.07","실험실"]
["동관",116,"공구실","기계공학과",{"$nulls":10},"없음"]
["동관",117,"실험기자재보간실","기계공학과",21.45,{"$nulls":9},"없음"]
["동관",118,"기계공학부학생회의실","기계공학과(대학)",21.78,"엘지","lsnc-042cs",1450,460,"벽걸이",null,220,null,"실험실"]
["동관",119,"소학회","동아리(기계공학과)",{"$nulls":10},"없음"]
["동관","201","김현정 교수연구실","기계공학과(대학)",27.06,"삼성","ar-cp101b",4000,1285,"벽걸이","2010-c046-0002",220,"10.06","교수실"]
["동관","202","송봉섭 교수연구실","기계공학과(대학)",27.06,"캐리어","cs-104ps",4000,1280,"벽걸이",null,220,"04.05","교수실"]
["동관","203","최윤호 교수연구실","기계공학과(대학)",27.06,"삼성","ar-cp101b",4000,1285,"벽걸이","2010-c046-0003",220,"10.07","교수실"]
["동관","204","박진일 교수연구실","기계공학과(대학)",27.06,"엘지","lsnc061bn",2300,620,"벽걸이",null,220,"04.05","교수실"]
["동관","205","김동권 교수연구실","기계공학과(대학)",27.06,"엘지","sq110bs2w",4200,1430,"벽걸이","2015-1090-0110",220,"15.08","교수실"]
["동관","206","응용역학실험실","기계공학과",104.28,"삼성","aph-h361b",13000,4000,"중형","2001-9014-0001",380,"01.08","실험실"]
["동관","206-1","실험준비실(전산응용역학실험실)","기계공학과",27.06,"엘지","lw-052",1800,701,"창문형",null,220,"97.11","실험실"]
["동관","206-2","실험준비실(전산응용역학실험실)","기계공학과",25.08,{"$nulls":9},"없음"]
["동관","207","기계진단실험실","기계공학과",79.2,"엘지","lp-c150b",6000,1720,"슬립형",null,220,"03.04","실험실"]
["동관","207-1","기계진단실험실","기계공학과",25.08,"엘지","ls-106csc",4000,1140,"벽걸이",null,220,"01.05","실험실"]
["동관","208","응용역학실험실","기계공학과",104.28,"캐리어","cp-403a",13000,3850,"중형","2006-1058-0001",220,"06.08","실험실"]
["동관",208,"응용역학실험실","기계공학과",null,"삼성","af25j9975bbak",9000,2750,"슬립형","2006-1058-0002",220,"15.03","실험실"]
["동관","208-1","준비실(응용역학실험)","기계공학과",25.08,"삼성","af25j9975bak",9000,2750,"슬립형",null,220,"15.03","실험실","15.04신설"]
["동관","208-2","준비실(자동제어실험실)","기계공학과",25.08,"엘지","s-w135aaw",5200,1560,"벽걸이",null,220,"12.11","실험실"]
["동관","209","구조역학실험실","기계공학과",50.16,"엘지","LTVQ900SN",10500,3100,"천장형(실내기)","2016-1050-0021",220,"16.06","실험실","냉방전용"]
["동관","209","구조역학실험실","기계공학과",50.16,"엘지","LTVQ900SN",10000,3000,"천장형(실내기)","2016-1060-0027",220,"16.06","실험실","냉방전용"]
["동관","209-1","준비실(구조역학실험실)","기계공학과",25.08,"캐리어","das-113n",4500,1680,"벽걸이",null,220,"96.06","실험실"]
["동관","209-2","준비실(구조역학실험실)","기계공학과",25.08,"대우","das-076n",2500,901,"벽걸이",null,220,"96.06","실험실","사용안함"]
["동관","209-3","구조역학실험실","기계공학과",50.16,{"$nulls":9},"없음"]
["동관","210","성형가공실험실","기계공학과",66.8,"캐리어","cp-180ma",7200,2250,"슬립형",null,220,"05.02","실험실"]
["동관","211-1","스포츠공학연구실1","기계공학과",27.765000000000001,"삼성","ar-n6a",2300,652,"벽걸이",null,220,"09.07","실험실"]
["동관","211-2","스포츠공학연구실2","기계공학과",27.77,"삼성","ape-3150ac",6000,1950,"슬립형","2003-1049-0006",220,"03.05","실험실"]
["동관","212","구원 Design Studio(기계공학부 실습실)","기계공학과(대학)",106.27,"삼성","hp-q368n",13000,3990,"중형","2010-1319-0001",220,"11.02","실험실"]
["동관","301","기계공학부 사무실 ","기계공학과(대학)",54.12,"엘지","lpnq1000vp",11000,3650,"중형","2015-1090-0108",220,"15.08","행정실"]
["동관","302","박영무 교수연구실","기계공학과(대학)",27.06,"엘지","sq110bs2w",4200,1430,"벽걸이","2015-1090-0122",220,"15.08","교수실"]
["동관","303","이문구 교수연구실","기계공학과(대학)",27.06,"엘지","sq110bs2w",4200,1430,"벽걸이","2015-1090-0109",220,"15.87","교수실"]
["동관","304","유재석 교수연구실","기계공학과(대학)",27.06,"삼성","ar-cp101b",4000,1285,"벽걸이","2010-c046-0001",220,"10.07","교수실"]
["동관","305-1","전산유체연구실","기계공학과",27.06,"엘지","fnc153gacw",6000,1700,"슬립형",null,220,"11.03","실험실"]
["동관","305-2","유체역학실험준비실","기계공학과",25.08,"캐리어","cp-180mAa",7200,2100,"슬립형",null,220,"06.06","실험실"]
["동관","305-3","전산유체/유체역학실험실","기계공학과",50.12,"엘지","fnc153gacw",6000,1700,"슬립형",null,220,"11.05","실험실"]
["동관","305-4","전산유체연구실","기계공학과",54.16,"만도","ras-107crcd",4000,1200,"벽걸이","2003-9041-0001",220,"04.02","실험실"]
["동관","306","기계열물성측정기술연구실III/IV","기계공학과",104.28,"센추리","pa-a180gg2",21000,8770,"중형","2002-1115-0001",380,"02.07","실험실"]
["동관","306-1","준비실(기계열물성측정기술연구실)","기계공학과",22.11,"엘지","snq106bbw",4000,1400,"벽걸이","2014-1050-0036",220,"14.04","실험실"]
["동관","306-2","준비실(기계열물성측정기술연구실)","기계공학과",25.08,"엘지","snq106baw",4000,1400,"벽걸이",null,220,"14.04","실험실"]
["동관","307","기계열물성측정기술연구실II/IV","기계공학과",50.49,"엘지","tvw0600p2s",6000,1800,"천장형(실내기)","2017-1035-0001",220,"17.05","실험실","냉,난방기","옥상"]
["동관","307","기계열물성측정기술연구실II/IV","기계공학과",null,"엘지","tvw0600p2s",6000,1800,"천장형(실내기)","2017-1035-0002",220,"17.05","실험실","냉,난방기","옥상"]
["동관","307-1","공실","기계공학과",27.06,"엘지","lpnc283sk",10000,3500,"슬립형",null,220,null,"실험실"]
["동관","307-2","준비실(기계열물성측정기술연구실)","기계공학과",25.08,"엘지","lp-c150bs",6000,1720,"슬립형",null,220,"03.06","실험실"]
["동관","307-3","준비실(기계열물성측정기술연구실)","기계공학과",54.12,"삼성","af25k9970gf",9000,2700,"슬립형",null,220,"16.06","실험실","자체실험용"]
["동관","308","유체기계실험실 열공학실험실","기계공학과",104.28,"엘지","plvw110l2s",11000,3300,"스텐드","2017-1035-0003",220,"17.05","실험실","냉,난방기"]
["동관","309","범진환 교수연구실","기계공학과(대학)",39.24,"엘지","snq137baw",5200,1610,"슬립형","2013-2020-0013",220,"14.01","교수실"]
["동관","310","이종화 교수연구실","기계공학과(대학)",27.56,"삼성","as-1266a",4800,1800,"슬립형",null,220,"96.08","교수실"]
["동관","311","이병옥 교수연구실","기계공학과(대학)",27.56,"엘지","snq106bbw",4000,1400,"벽걸이",null,220,"14.04","교수실"]
["동관","312","채장범 교수연구실","기계공학과(대학)",27.56,"삼성","as-717",2800,950,"벽걸이",null,220,"96.11","교수실"]
["동관","313","메카트로닉스실험실","기계공학과",106.45,"삼성","ap-m3020",11000,3600,"중형","2003-9073-0001",220,"04.02","실험실"]
["동관","331","기계공학부 전공도서실/기계공학부 전공 세미나실","기계공학과(대학)",28.8,"캐리어","cpe-301hx",9000,2700,"슬립형","2004-1449-0002",220,"04.11","행정실"]
["학생회관","1층","아주문고","외부업체",null,"엘지","ltviw620sp",6000,1800,"천장형(실내기)",null,220,"12.08","외부업체","냉방전용","1층 지층"]
["학생회관",107,"응원단","자체자산",null,"삼성","ar-cr81kpa",3200,907,"벽걸이",null,220,"10.07","동아리"]
["학생회관","109","우체국","외부업체",69.849999999999994,"엘지","lp-g1300r",13000,4100,"중형",null,220,"05.01","외부업체"]
["학생회관","112","스텐다드 차다드 은행","외부업체",97.64,{"$nulls":9},"없음"]
["학생회관","113","식당","외부업체",656.6,"삼성","sah-m8004",29100,13500,"대형",null,380,"05.01","외부업체"]
["학생회관","113","식당","외부업체",null,"삼성","sah-m8004",29100,13500,"대형",null,380,"05.01","외부업체"]
["학생회관","113","식당","외부업체",null,"삼성","ap-hq400n",14500,4400,"중형",null,380,"05.01","외부업체"]
["학생회관",114,"2.5G","동아리",57.65,"센추리","pm-a008bj1",3200,1100,"벽걸이",null,220,"06.07","동아리"]
["학생회관","115","베이커리","외부업체",35.61]
["학생회관","116","BOOTH #1","외부업체",34.76]
["학생회관","117","BOOTH #2","외부업체",30.42]
["학생회관","118","BOOTH #3","외부업체",54.6]
["학생회관","119","BOOTH #4","외부업체",42.79]
["학생회관","131","5분쉼표","자체자산",57.76,"삼성","ar-cm62b",2300,650,"벽걸이",null,220,"11.05","동아리"]
["학생회관","132","스파이더스","자체자산",47.53,"삼성","ar-p8c",3200,907,"벽걸이",null,220,"10.06","동아리"]
["학생회관","133","MOSS","자체자산",35.49,"엘지","snc060bcwj",2300,650,"벽걸이",null,220,"08.06","동아리"]
["학생회관","136","응원단","자체자산",72.63,{"$nulls":9},"호실없음"]
["학생회관","204","세미나실","자체자산",27.67]
["학생회관","205","코비","자체자산",27.19]
["학생회관","206","고전기타반","자체자산",26.32,"대우","ps-084m",3200,900,"벽걸이",null,"220","02.07","동아리"]
["학생회관","207","조의선인","자체자산",25.65,"엘지",{"$nulls":8},"창문형"]
["학생회관","208","십자매","자체자산",26.23]
["학생회관","209","CONJURER","자체자산",16.170000000000002]
["학생회관","210","호완","자체자산",16.28]
["학생회관","211","소올","자체자산",14.96,"삼성","ar-ct61g",2300,652,"벽걸이",null,"220",10.07,"동아리"]
["학생회관","212","민속극회","자체자산",16.940000000000001]
["학생회관","213","열림마당","자체자산",16.28,"엘지","lp-137cb",4700,1380,"슬립형",null,"220","08.06","동아리"]
["학생회관","214","녹두벌","자체자산",16.059999999999999,"만도","ra-061c",2300,630,"벽걸이",null,"220","07.06","동아리"]
["학생회관","215","동아리연합회","자체자산",16.77]
["학생회관","216","동아리연합회","자체자산",16.77,"삼성","ar-p6a",2300,652,"벽걸이",null,"220","09.03","동아리"]
["학생회관","217","비트","자체자산",25.65,"삼성","as-k67cn",2300,652,"벽걸이",null,"220","08.04","동아리"]
["학생회관","218","미디올로지","자체자산",34.549999999999997,"삼성","as-v610",2300,620,"벽걸이",null,"220",null,"동아리"]
["학생회관","219","들벗","자체자산",19.12]
["학생회관","220","A-pin","자체자산",19.23,"캐리어","cs-061ws",2300,660,"벽걸이",null,"220",null,"동아리"]
["학생회관","221","산악부","자체자산",19]
["학생회관","222","시사문제강독회","자체자산",19.329999999999998,"엘지","slc061bcw",2300,650,"벽걸이",null,"220","09.07","동아리"]
["학생회관","223","새봄","자체자산",19.04,"중국","hsu-062c03",2300,660,"벽걸이",null,"220","07.06","동아리"]
["학생회관","225","세미나실","자체자산",19.54]
["학생회관","229","고슴도치","자체자산",61.69]
["학생회관","233","무한공간","자체자산",22.97]
["학생회관","234","아웃라이너스","자체자산",23.68]
["학생회관","235","ATC","자체자산",30.31]
["학생회관","302","아리랑영화패","자체자산",29.25]
["학생회관","303","아주대문예위원회","자체자산",32.65,"엘지","snc061bew",2300,650,"벽걸이",null,"220","09. 4","동아리"]
["학생회관","304","ASA","자체자산",25.99]
["학생회관","305","검도부","자체자산",20.239999999999998,"대우","ds-083m",3200,900,"벽걸이",null,"220","01. 6","동아리"]
["학생회관","306","SFC","자체자산",29.83,"엘지","ls-047cs",1600,450,"벽걸이",null,"220","02. 4","동아리"]
["학생회관","307","이데알레","자체자산",32.590000000000003,"엘지","lsnc041s",1600,430,"벽걸이",null,"220","04. 7","동아리"]
["학생회관","308","샘터야학","자체자산",32.590000000000003,"엘지","lsnc061s2",2300,620,"벽걸이",null,"220","04. 6","동아리"]
["학생회관","309","PTP","자체자산",32.590000000000003,"엘지","lsnc065babj",2300,610,"벽걸이",null,"220",null,"동아리"]
["학생회관","310","늘사랑","자체자산",32.590000000000003,"엘지","snc060bcj",2300,650,"벽걸이",null,"220",null,"동아리"]
["학생회관","311","호우회","자체자산",35.200000000000003,"캐리어","cs-044ws",1600,450,"벽걸이",null,"220",null,"동아리"]
["학생회관","312","AMI","자체자산",55.76,"캐리어","cs-061wr",2300,660,"벽걸이",null,"220",null,"동아리"]
["학생회관","313","호롱불","자체자산",21.64,"엘지","lsnc063bg",2300,610,"벽걸이",null,"220","07. 5","동아리"]
["학생회관","314","벗","자체자산",22.87,"삼성","as-k61a",2300,600,"벽걸이",null,"220","07. 3","동아리"]
["학생회관","315","??","자체자산",21.88]
["학생회관","316","소금꽃","자체자산",14.07,"하이얼","hsu-062c03",2300,660,"벽걸이",null,"220",null,"동아리"]
["학생회관","317","역사문제연구회","자체자산",13.54,"엘지","ls-065cs",{"$nulls":4},"220",null,"동아리"]
["학생회관","318","세미나실","자체자산",13.34]
["학생회관","319","ABC","자체자산",20.86,"엘지","snc063bdw",2300,650,"벽걸이",null,"220",11.07,"동아리"]
["학생회관","320","AFC","자체자산",20.86,"삼성","ar-p6a",2300,652,"벽걸이",null,"220","09. 3","동아리"]
["학생회관","321","ABBA","자체자산",20.86,"만도","ra-066dr",2300,630,"벽걸이",null,"220","08. 5","동아리"]
["학생회관","322","차오름","자체자산",22.03,"하이얼","hsu-062c03",2300,660,"벽걸이",null,"220",null,"동아리"]
["학생회관","323","용트림","자체자산",19.670000000000002]
["학생회관","325","ASA","자체자산",15.94]
["학생회관","331","여학생휴게실","자체자산",47.6]
["학생회관","334","ANC","자체자산",19.190000000000001,"하이얼","hsu-063ce01",2250,640,"벽걸이",null,"220",11.07,"동아리"]
["신학생회관","B103","공용연습실",null,80.19]
["신학생회관","B104","공용연습실",null,45.57]
["신학생회관","B105","웹관리실",null,27.2]
["신학생회관","B106","라커룸#1",null,30.44]
["신학생회관","B107","백두마루",null,19.54]
["신학생회관","B108","말뚝이",null,19.73]
["신학생회관","지하","남자 미화반",null,null,"삼성","xas-r1412",5280,1700,"벽걸이","2003-1038-0008",220,"03.04","행정실","15.06.01신설"]
["신학생회관","B109","그루터기(여 미화반)",null,19.63,"삼성","xas-r1412",5280,1700,"벽걸이","2003-1038-0002",220,"03.04","행정실","15.06.01신설"]
["신학생회관","B113","변전실","시설팀/전기",97.02,"센추리","pa-a45gk2",5200,1640,"슬립형",null,220,"07.02","시설(장비)"]
["신학생회관","104","학생처장실","학생지원팀",93.21,"엘지",null,null,null,"천장형(실내기)","2007-2127-0001",220,"07.08","행정실","냉,난방기"]
["신학생회관","104","학생지원팀","학생지원팀",null,"엘지",null,null,null,"천장형(실내기)",null,220,"07.08","행정실","냉,난방기"]
["신학생회관","104","학생지원팀","학생지원팀",null,"엘지",null,null,null,"천장형(실내기)",null,220,"07.08","행정실","냉,난방기"]
["신학생회관","104","학생지원팀","학생지원팀",null,"엘지",null,null,null,"천장형(실내기)",null,220,"07.08","행정실","냉,난방기"]
["신학생회관","104-1","학생지원팀","학생지원팀",null,"엘지",null,null,null,"천장형(실내기)",null,220,"07.08","행정실","냉,난방기"]
["신학생회관","옥상","학생지원팀","학생지원팀",null,"엘지",null,null,null,"ehp 실외기",null,380,"07.08","행정실","멀티(냉,난방)","옥상"]
["신학생회관","105","일자리창조센타","일자리창조센타",103.2,"엘지",null,null,null,"천장형(실내기)",null,220,"07.08","행정실","냉,난방기"]
["신학생회관","105","일자리창조센타","일자리창조센타",null,"엘지",null,null,null,"천장형(실내기)",null,220,"07.08","행정실","냉,난방기"]
["신학생회관","105","일자리창조센타","일자리창조센타",null,"엘지",null,null,null,"천장형(실내기)",null,220,"07.08","행정실","냉,난방기"]
["신학생회관","106","공용세미나실","일자리창조센타",46.69,"엘지",null,null,null,"천장형(실내기)",null,220,"07.08","행정실","냉,난방기"]
["신학생회관","107","회의실","일자리창조센타",15.62,"엘지",null,null,null,"천장형(실내기)",null,220,"07.08","행정실","냉,난방기"]
["신학생회관","108","공용회의실","일자리창조센타",19.010000000000002,"엘지",null,null,null,"천장형(실내기)",null,220,"07.08","행정실","냉,난방기"]
["신학생회관","옥상","일자리창조센타","일자리창조센타",103.2,"엘지","rpvw040s2s",11000,2680,"ehp 실외기",null,380,"07.08","행정실","멀티(냉,난방)","옥상"]
["신학생회관","109","학생처장실","학생지원팀",21.86,"엘지",null,null,null,"천장형(실내기)",null,220,"07.08","교수실","냉,난방기"]
["신학생회관","116","아주 서비스센터","아주서비스센터",112.9,"엘지",null,null,null,"천장형(실내기)",null,220,"07.08","행정실","냉,난방기"]
["신학생회관","116","아주 서비스센터","아주서비스센터",112.9,"엘지",null,null,null,"천장형(실내기)",null,220,"07.08","행정실","냉,난방기"]
["신학생회관","116","아주 서비스센터","아주서비스센터",112.9,"엘지",null,null,null,"천장형(실내기)",null,220,"07.08","행정실","냉,난방기"]
["신학생회관","116","아주 서비스센터","아주서비스센터",112.9,"엘지",null,null,null,"천장형(실내기)",null,220,"07.08","행정실","냉,난방기"]
["신학생회관","116-1","아주 서비스센터","아주서비스센터",null,"엘지",null,null,null,"천장형(실내기)",null,220,"07.08","행정실","냉,난방기"]
["신학생회관","116-1","아주 서비스센터","아주서비스센터",null,"엘지",null,null,null,"천장형(실내기)",null,220,"07.08","행정실","냉,난방기"]
["신학생회관","옥상","아주 서비스센터","아주서비스센터",null,"엘지","lrq-n2305b",23000,7100,"ehp 실외기",null,380,"07.08","행정실","멀티(냉,난방)","옥상"]
["신학생회관","117","종합인력개발원장실","일자리창조센타",21.99,"엘지",null,null,null,"천장형(실내기)",null,220,"15.11","행정실","냉,난방기"]
["신학생회관","117(a)","종합인력개발원장실","일자리창조센타",null,"엘지",null,null,null,"천장형(실내기)",null,220,"15.11","행정실","냉,난방기"]
["신학생회관","117(j)","종합인력개발원장실","일자리창조센타",null,"엘지",null,null,null,"천장형(실내기)",null,220,"15.11","행정실","냉,난방기"]
["신학생회관","117(o)","종합인력개발원장실","일자리창조센타",null,"엘지",null,null,null,"천장형(실내기)",null,220,"15.11","행정실","냉,난방기"]
["신학생회관","117(u)","종합인력개발원장실","일자리창조센타",null,"엘지",null,null,null,"천장형(실내기)",null,220,"15.11","행정실","냉,난방기"]
["신학생회관","117(u)","종합인력개발원장실","일자리창조센타",null,"엘지",null,null,null,"ehp 실외기","2015-2110-0009",220,"16.05","행정실","멀티(냉,난방)","1층 지층"]
["신학생회관","119","회의실","아주서비스센터",22.07,"삼성",null,null,null,"천장형(실내기)","2011-2050-0002",220,"11.05","행정실","냉,난방기"]
["신학생회관","204","방송국","학생지원팀",38.69,"엘지",null,null,null,"천장형(실내기)",null,220,"07.08","동아리","냉,난방기"]
["신학생회관","204-2","국장실","학생지원팀",7.07,"엘지",null,null,null,"천장형(실내기)",null,220,"07.08","동아리","냉,난방기"]
["신학생회관","204-3","제작실","학생지원팀",12.78,"엘지",null,null,null,"천장형(실내기)",null,220,"07.08","동아리","냉,난방기"]
["신학생회관","204-4","TV스튜디오","학생지원팀",20.45,"엘지",null,null,null,"천장형(실내기)",null,220,"07.08","동아리","냉,난방기"]
["신학생회관","204-5","Ann.Booth","학생지원팀",39.01,"엘지",null,null,null,"천장형(실내기)",null,220,"07.08","동아리","냉,난방기"]
["신학생회관","205","총여학생회","학생지원팀",47.93,"엘지",null,null,null,"천장형(실내기)",null,220,"07.08","동아리","냉,난방기"]
["신학생회관","206","학보사","학생지원팀",79.87,"엘지",null,null,null,"천장형(실내기)",null,220,"07.08","동아리","냉,난방기"]
["신학생회관","207","학생복지위원회","학생지원팀",38.94,"엘지",null,null,null,"천장형(실내기)",null,220,"07.08","동아리","냉,난방기"]
["신학생회관","208","총학생회","학생지원팀",93.4,"엘지",null,null,null,"천장형(실내기)",null,220,"07.08","동아리","냉,난방기"]
["신학생회관","209","영자신문사","학생지원팀",62.22,"엘지",null,null,null,"천장형(실내기)",null,220,"07.08","동아리","냉,난방기"]
["신학생회관","210","아주문화","학생지원팀",34.43,"엘지",null,null,null,"천장형(실내기)",null,220,"07.08","동아리","냉,난방기"]
["신학생회관","옥상","종합인력개발원장실","일자리창조센타",null,"엘지",null,null,null,"ehp 실외기",null,380,"07.08","동아리","멀티(냉,난방)","옥상"]
["신학생회관","211","인문대학 소속학과 학생회1",{"$nulls":10},"동아리"]
["신학생회관","212","인문대학 소속학과 학생회2","자체자산",23.96,"엘지","ls-065csm",2000,620,"벽걸이",null,220,null,"동아리"]
["신학생회관","213","신들메",null,23.96]
["신학생회관","214","생명과학과 학생회실",null,23.96]
["신학생회관","215","영문과 학생회실",null,23.96]
["신학생회관","216","크리스탈","자체자산",37.32,"캐리어","cs-081ws",3200,900,"벽걸이","1997-3513-0036",220,"97.07","동아리"]
["신학생회관","217","터지기","자체자산",18.809999999999999,"엘지","ls-105cs",3550,1220,"벽걸이",null,220,null,"동아리"]
["신학생회관","218","시나리오나무","학생지원팀",18.809999999999999,"만도","ra-058mh",2000,580,"벽걸이",null,220,"08.03","동아리"]
["신학생회관","219","시숲",null,18.809999999999999]
["신학생회관","220","커넥트",null,18.809999999999999]
["신학생회관","221","사람과사회","자체자산",18.8,"도시바","ras-09nkv-k",3500,1070,"벽걸이",null,220,null,"동아리"]
["신학생회관","227","보건진료소","보건진료소",46.66,"캐리어","cp-150ma",6000,1900,"슬립형",null,220,"06.03","행정실"]
["신학생회관","228","보건진료소 안정실","보건진료소",23.96,"캐리어","cs-a101amo",4000,1240,"벽걸이",null,220,"07.03","행정실"]
["신학생회관","2층","복도,로비(아주쉼터)","학생지원팀",null,"엘지","fnc187gaw",7200,2200,"슬립형","2014-1020-0001",220,"15.02","동아리","15.02 신설"]
["신학생회관","229","성폭력상담센터 상담실","성폭력상담센터",23.96,"캐리어","cs-a101amo",4000,1240,"벽걸이",null,220,"07.05","행정실"]
["신학생회관","230","해머(Hamer, 정보보호)","자체자산",23.96,"캐리어","cs-a060psb",2300,680,"벽걸이",null,220,"09.04","동아리"]
["신학생회관","304","공과대학 소속학과 학생회2",null,20.11]
["신학생회관","305","정보통신대학 학생회","자체자산",48.92,"캐리어","cp-150vaw",6000,1900,"슬립형",null,220,"06.02","동아리"]
["신학생회관","306","법과대학 학생회",null,41.61]
["신학생회관","307","정보및컴퓨터공학부 학생회실",null,29.03]
["신학생회관","308","공대 학생회실","자체자산",44.24,"삼성","apw127cm",4700,1400,"슬립형","2009-1118-0001",220,"09.06","동아리"]
["신학생회관","309","경영대학 학생회","자체자산",41.37,"엘지","lsvc063bg",2300,610,"벽걸이",null,220,"07.07","동아리"]
["신학생회관","310","사회과학대학 학생회","자체자산",40.22,"엘지","lpng1000vp",10000,3200,"슬립형","2016-1060-0054","220","16.06","동아리"]
["신학생회관","311","자연과학대학 학생회","자체자산",41.39,"캐리어","cp-135qem",5200,1480,"슬립형",null,220,"06.03","동아리"]
["신학생회관","312","경영대학 소속학과 학생회","자체자산",46.66,"엘지","lpnc285sk",10000,3050,"슬립형",null,220,"06.08","동아리"]
["신학생회관","313","공과대학 소속학과 학생회1",null,20.11]
["신학생회관","314","사회봉사단","학생지원팀",20.72,"삼성","ar-p6n",2300,652,"벽걸이",null,220,"09.07","동아리"]
["신학생회관","319-1","학생토론학습실","학생지원팀",11.98,"캐리어","cs-a061apa",2300,680,"벽걸이","2008-2132-0008",220,"09.02","강의실"]
["신학생회관","319-2","학생토론학습실","학생지원팀",11.98,"캐리어","cs-a061apa",2300,680,"벽걸이","2008-2132-0007",220,"09.02","강의실"]
["신학생회관","319-3","학생토론학습실","학생지원팀",11.98,"캐리어","cs-a061apa",2300,680,"벽걸이","2008-2132-0006",220,"09.02","강의실"]
["신학생회관","319-4","학생토론학습실","학생지원팀",11.98,"캐리어","cs-a061apa",2300,680,"벽걸이","2008-2132-0005",220,"09.02","강의실"]
["신학생회관","319-5","학생토론학습실","학생지원팀",11.98,"캐리어","cs-a061apa",2300,680,"벽걸이","2008-2132-0004",220,"09.02","강의실"]
["신학생회관","320","학생토론학습실","대학교육혁신원",23.96,"캐리어","cs-a105tho",4000,1185,"벽걸이","2008-2132-0012",220,"09.02","강의실"]
["신학생회관",321,"다산융복합교육센터"]
["신학생회관","321-1","다산융복합교육센터",null,22.83,"캐리어","cs-a105tho",4000,1185,"벽걸이","2008-2132-0010",220,"09.02","행정실"]
["신학생회관","322-1","학생토론학습실","학생지원팀",10.89,"캐리어","cs-a061apa",2300,680,"벽걸이","2008-2132-0009",220,"09.02","강의실"]
["신학생회관","322-2","학생토론학습실","학생지원팀",10.89,"캐리어","cs-a061apa",2300,680,"벽걸이","2008-2132-0002",220,"09.02","강의실"]
["신학생회관","322-3","학생토론학습실","학생지원팀",10.89,"캐리어","cs-a061apa",2300,680,"벽걸이","2008-2132-0001",220,"09.02","강의실"]
["신학생회관","322-4","학생토론학습실","학생지원팀",10.89,"캐리어","cs-a061apa",2300,680,"벽걸이","2008-2132-0003",220,"09.02","강의실"]
["신학생회관",326,"사회과학대학 소속학과 학생회1","학생지원팀",null,"엘지","lsnc065blj",2300,610,"벽걸이",null,220,"07.06","동아리","에)없음"]
["신학생회관",335,"사회과학대학 소속학과 학생회2","학생지원팀",23.96,"도시바","ras-09nkv-k",3500,1070,"벽걸이",null,220,"07.03","동아리"]
["신학생회관",336,"공과대학 소속학과 학생회3",null,10.89]
["신학생회관","331","인문대학 학생회","자체자산",45.04,"캐리어","cp-150ma",6000,1900,"슬립형",null,220,"05.05","동아리"]
["신학생회관","335","사회과학대학 소속학과 학생회2",null,20.11]
["신학생회관","336","공과대학 소속학과 학생회3",null,20.11]
["신학생회관","337","정보통신대학 소속학과 학생회1",null,20.11]
["신학생회관","338","약학대학 학생회","자체자산",26.02,"만도","ra-069gv",2300,630,"벽걸이",null,220,"05.05","동아리"]
["신학생회관","402","유레카","자체자산",27.62,"엘지","fnc120csw",4700,1420,"슬립형",null,220,"08.07","동아리"]
["신학생회관","403","아몽극회","자체자산",48.74,"삼성","as-766",2800,950,"벽걸이",null,220,"96.04","동아리"]
["신학생회관","403-1","Time","자체자산",21.24,"엘지","snc062bbqg",2300,650,"벽걸이",null,220,"10.06","동아리"]
["신학생회관","404","아묵회","자체자산",50.83,"엘지","fnc120csw",4700,1420,"슬립형",null,220,"08.07","동아리"]
["신학생회관","405","아톰","자체자산",39.67,"엘지","fnc120csw",4700,1420,"슬립형",null,220,null,"동아리"]
["신학생회관","406","유스호스텔","자체자산",29.03,"캐리어","cs-060ws",2300,660,"벽걸이",null,220,null,"동아리"]
["신학생회관","407","글리합창단","자체자산",44.24,"엘지","fnq161mk3w",2300,610,"벽걸이",null,220,"07.04","동아리"]
["신학생회관","408","아미콤","자체자산",41.37,"엘지","lpnc123ba",4700,1340,"슬립형",null,220,"05.04","동아리"]
["신학생회관","409","플러스","자체자산",20.12,"삼성","ar-ct42n",6500,1850,"슬립형",null,220,"16.10","동아리"]
["신학생회관","410","CCC","자체자산",20.11,"삼성","as-g631",2300,600,"벽걸이",null,220,"04.05","동아리"]
["신학생회관","411","공용세미나실","학생지원팀",60.31,"캐리어","ca-201mc",6200,2150,"슬립형",null,220,"00.02","행정실"]
["신학생회관","412","접수실","학생상담센터",20.14,"캐리어","cs-103pc",4000,1280,"벽걸이","2003-1094-0001",220,"03.08","행정실"]
["신학생회관","413","전임상담원","학생상담센터",20.079999999999998,"캐리어","cs-104ps",4000,1280,"벽걸이","2004-1146-0001",220,"04.08","행정실"]
["신학생회관","414","학생상담센터 행정실","학생상담센터",53.36,"엘지","lp-255cq",6200,2100,"슬립형",null,220,"00.07","행정실"]
["신학생회관","415-1","상담실2","학생상담센터",9.43,"캐리어","cs-103pc",4000,1280,"벽걸이","2003-1094-0002",220,"03.08","행정실"]
["신학생회관","415-2","상담실1","학생상담센터"]
["신학생회관","416-1","상담실3","학생상담센터",9.43,"캐리어","cs-103pc",4000,1280,"벽걸이","2003-1094-0003",220,"03.08","행정실"]
["신학생회관","416-2","상담실4","학생상담센터",5.18,"캐리어","cs-a081amo",3200,870,"벽걸이",null,220,"07.06","행정실"]
["신학생회관","417","상담실5","학생상담센터",20.11,"캐리어","cs-a081ama",3200,870,"벽걸이","2008-2031-0002",220,"08.06","행정실"]
["신학생회관","418","성폭력상담센터","성폭력상담센터",20.11,"캐리어","cs-a101amo",4000,1240,"벽걸이",null,220,"07.03","행정실"]
["신학생회관","423","아주팝스(오케스트라)",null,0]
["신학생회관","424","AJESS","자체자산",20.14,"캐리어","cs-a061ano",2300,680,"벽걸이",null,220,"07.06","동아리"]
["신학생회관",425,"CMI","자체자산",20.14,"하이얼","hsu062c03",2300,660,"벽걸이",null,220,null,"동아리"]
["신학생회관",426,"아가생","자체자산",20.14,"엘지","snc061bew",2300,650,"벽걸이",null,220,"09.04","동아리"]
["도서관","지하","변전실","시설팀/전기",77,"대우","dp-313n",9600,3970,"슬립형",null,220,"00.12","시설(장비)","변압기 냉각용"]
["도서관","B100","(복층식) 도서관 창고","중앙도서관",65.959999999999994]
["도서관","B100-1","(복층식) 비품창고","중앙도서관",79.650000000000006]
["도서관","B101","고시반 스터디룸","학생지원팀",317.23,"엘지","lrq-n2905b",29000,9400,"천장형(실내기)","8대",220,"06.03","강의실","냉,난방기"]
["도서관","B101","지층","학생지원팀",null,"엘지","lrq-n2905b",29000,9400,"ehp 실외기",null,380,"06.03","강의실","멀티(냉,난방)","사용중지"]
["도서관","B102","가운창고","학생지원팀",39,"엘지","lrq-n2905b",29000,9400,"천장형(실내기)",null,380,"06.03","강의실","냉,난방기","1층 지층"]
["도서관","B106","가운창고","구매관재팀",62.84,{"$nulls":4},"천장형(실내기)",null,220,"06.03","행정실","냉방전용","1층 지층"]
["도서관","B107","지하 서고(1170 ㎡)","중앙도서관",1170]
["도서관","1층","남측(우)","중앙도서관",null,"캐리어","cp-605ax",17700,5600,"중형",null,380,"08.07","강의실"]
["도서관","1층","남측(좌)","중앙도서관",null,"캐리어","cp-751a",20000,11900,"중형",null,380,"01.04","강의실"]
["도서관","1층","정보지원실(다용실앞)","중앙도서관",null,"캐리어","dap-030las",12000,5000,"중형","1999-1053-0002",220,"99.06","강의실"]
["도서관","1층","디지털정보실(북측)","중앙도서관",null,"캐리어","ch-251f",7500,2700,"슬립형","1999-1219-0001",220,"00.02","강의실"]
["도서관","1층","디지털정보실(북측)","중앙도서관",null,"캐리어","ch-352f",12300,4200,"중형",null,220,"00.12","강의실"]
["도서관","1층","대출실(북측)","중앙도서관",null,"캐리어","dap-161a",65000,25700,"대형","1997-3151-0001",380,"97.01","강의실"]
["도서관","1층","대출실(북측)","중앙도서관",null,"엘지","lpnc3008sr",30000,12500,"대형","2013-1020-0232",380,"14.02","행정실","스텐드"]
["도서관","101","Community Lounge","대학교육혁신원",177.28,"엘지","lrp-v4108d",40600,11220,"천장형(실내기)",null,380,"12.02","강의실","냉,난방기","1층 동측"]
["도서관","101-1","Community Lounge 창고","대학교육혁신원",13.27,"엘지","ldp-v4108d",40600,11220,"천장형(실내기)",null,380,"12.02","강의실","냉,난방기","1층 동측"]
["도서관","102","정보지원실","중앙도서관",128.46,"캐리어","cp-a280moa",10000,3250,"슬립형","2007-2038-0001",220,"07.01","행정실"]
["도서관","102-1","(부속실) 도서관장실","중앙도서관",48.82,"엘지","lp-x600",6000,1650,"슬립형",null,220,"03.04","행정실"]
["도서관","102-2","다용도실","중앙도서관",13.27,{"$nulls":9},"호실없음"]
["도서관","103","전자도서관 개발실","중앙도서관",68.010000000000005,"캐리어","ch-251f",8300,2700,"슬립형","2001-1019-0005",220,"01.01","행정실"]
["도서관","103-1","전자도서관 서버실","중앙도서관",37.24,"엘지","lrq-n2905b",14500,9400,"천장형(실내기)",null,380,"06.03","행정실","냉,난방기","1층 동측"]
["도서관","104","지정도서/신간도서","중앙도서관(대출실)",573.34,"캐리어","cd-503fx",14500,4500,"중형","2005-2028-0001",380,"05.07","강의실"]
["도서관","106","커피솝",null,105.25,"엘지","rpuw100s9s","10hp",null,"ehp 실외기","2017-1090-0086","380","17.10","복지시설","멀티(냉,난방)","1층 북측"]
["도서관","106","커피솝",null,null,"엘지","r-w0720t2s",7200,1000,"천장형(실내기)","2017-1090-0092","220","17.10","복지시설","냉,난방기"]
["도서관","106","커피솝",null,null,"엘지","r-w0720t2s",7200,1000,"천장형(실내기)","2017-1090-0096","220","17.10","복지시설","냉,난방기"]
["도서관",107,"커피솝",null,null,"엘지","r-w0720t2s",7200,1000,"천장형(실내기)","2017-1090-0100","220","17.10","복지시설","냉,난방기"]
["도서관",107,"커피솝",null,null,"엘지","r-w0720t2s",7200,1000,"천장형(실내기)","2017-1090-0101","220","17.10","복지시설","냉,난방기"]
["도서관","108","소극장","중앙도서관",85.66,"캐리어","CX-351F",11000,3800,"중형","2001-1039-0001",220,"01.03","강의실"]
["도서관","108-1","(부속실) 창고","중앙도서관",10.97,{"$nulls":9},"에)없음"]
["도서관","111","폐가서고","중앙도서관",29.98,{"$nulls":9},"에)없음"]
["도서관","2층","연속간행물실(복사실)","중앙도서관",null,"캐리어","cp-1001a",31000,12300,"대형","2001-1019-0001",380,"01.03","강의실","호실없음"]
["도서관","2층","연속간행물실(복사실)","중앙도서관",511.6]
["도서관","201",null,null,null,"엘지","rpuw121x9h","12hp",null,"ehp 실외기","2017-1090-0087","380","17.10","복지시설","멀티(냉,난방)","1층 동측"]
["도서관","201",null,null,null,"엘지","r-w0720t2s",7200,2600,"천장형(실내기)","2017-1090-0102",220,"17.10","복지시설","냉,난방기"]
["도서관","201",null,null,null,"엘지","r-w0720t2s",7200,2600,"천장형(실내기)","2017-1090-0082",220,"17.10","복지시설","냉,난방기"]
["도서관","201",null,null,null,"엘지","r-w0720t2s",7200,2600,"천장형(실내기)","2017-1090-0083",220,"17.10","복지시설","냉,난방기"]
["도서관","201",null,null,null,"엘지","r-w0720t2s",7200,2600,"천장형(실내기)","2017-1090-0097",220,"17.10","복지시설","냉,난방기"]
["도서관","201",null,null,null,"엘지","rpuw121x9h","12hp",null,"ehp 실외기","2017-1090-0099","380","17.10","복지시설","멀티(냉,난방)","1층 동측"]
["도서관","201",null,null,null,"엘지","r-w0720t2s",7200,2600,"천장형(실내기)","2017-1090-0098",220,"17.10","복지시설","냉,난방기"]
["도서관","201",null,null,null,"엘지","r-w0720t2s",7200,2600,"천장형(실내기)","2017-1090-0103",220,"17.10","복지시설","냉,난방기"]
["도서관","201",null,null,null,"엘지","r-w0720t2s",7200,2600,"천장형(실내기)","2017-1090-0104",220,"17.10","복지시설","냉,난방기"]
["도서관","201",null,null,null,"엘지","r-w0720t2s",7200,2600,"천장형(실내기)","2017-1090-0105",220,"17.10","복지시설","냉,난방기"]
["도서관","201",null,null,null,"엘지","rpuw121x9h","12hp",null,"ehp 실외기","2017-1090-0085","380","17.10","복지시설","멀티(냉,난방)","1층 서측"]
["도서관","201",null,null,null,"엘지","r-w0720t2s",7200,2600,"천장형(실내기)","2017-1090-0088",220,"17.10","복지시설","냉,난방기"]
["도서관","201",null,null,null,"엘지","r-w0720t2s",7200,2600,"천장형(실내기)","2017-1090-0093",220,"17.10","복지시설","냉,난방기"]
["도서관","201",null,null,null,"엘지","r-w0720t2s",7200,2600,"천장형(실내기)","2017-1090-0084",220,"17.10","복지시설","냉,난방기"]
["도서관","201",null,null,null,"엘지","r-w0720t2s",7200,2600,"천장형(실내기)","2017-1090-0094",220,"17.10","복지시설","냉,난방기"]
["도서관","201",null,null,null,"엘지","rpuw121x9h","12hp",null,"ehp 실외기","2017-1090-0091","380","17.10","복지시설","멀티(냉,난방)","1층 서측"]
["도서관","201",null,null,null,"엘지","r-w0720t2s",7200,2600,"천장형(실내기)","2017-1090-0089",220,"17.10","복지시설","냉,난방기"]
["도서관","201",null,null,null,"엘지","r-w0720t2s",7200,2600,"천장형(실내기)","2017-1090-0106",220,"17.10","복지시설","냉,난방기"]
["도서관","201",null,null,null,"엘지","r-w0720t2s",7200,2600,"천장형(실내기)","2017-1090-0090",220,"17.10","복지시설","냉,난방기"]
["도서관","201",null,null,null,"엘지","r-w0720t2s",7200,2600,"천장형(실내기)","2017-1090-0095",220,"17.10","복지시설","냉,난방기"]
["도서관","202","토론학습실","중앙도서관",29.92,"캐리어","ca-231mc",7200,2700,"슬립형","2017-1090-0091",220,"99.12","강의실"]
["도서관",203,"연속간행물실","중앙도서관",1693.87,"캐리어","dap-161a",65000,25700,"대형","1997-3151-0003",380,"97.06","강의실"]
["도서관",203,"연속간행물실","중앙도서관",511.6,"엘지","lpnc3008sr",30000,12500,"대형","2013-1020-0233",380,"14.02","강의실","스텐드"]
["도서관",203,"연속간행물실","중앙도서관",511.6,"엘지","lpnc3008sr",30000,12500,"대형","2013-1020-0234",380,"14.02","강의실","스텐드"]
["도서관","204","락커룸","중앙도서관",27.5,{"$nulls":9},"에)없음"]
["도서관","204-1","여학생 휴게실","중앙도서관",63.27,"엘지","lpnq1450vp",14500,4400,"중형",null,"220","16.06","강의실","신규"]
["도서관","301","C1 열람실","중앙도서관",692.95,"캐리어","cp-752ax","21,000",7950,"중형","2006-1274-0002",380,"06.09","강의실"]
["도서관",301,"C1 열람실(토론학습실)","중앙도서관",692.95,"엘지","lpnc3008sr",30000,12500,"대형","2013-1020-0228",380,"14.02","강의실","스텐드"]
["도서관",301,"C1 열람실(토론학습실)","중앙도서관",null,"엘지","lpnc3008sr",30000,12500,"대형","2013-1020-0229",380,"14.02","강의실","스텐드"]
["도서관",301,"토론학습실(부속실)","중앙도서관",4.58,"캐리어","cap-901a","33,000",11400,"대형",null,380,"99.05","강의실"]
["도서관","302","고시반 스터디룸","중앙도서관",139.30000000000001,"엘지","rpuw100s9s","10hp",null,"ehp 실외기","2017-1090-0080","380","17.08","강의실","멀티(냉,난방)","옥상"]
["도서관","302","고시반 스터디룸","중앙도서관",null,"엘지","r-w0600t2s",6000,1000,"천장형(실내기)","2017-1090-0076","220","17308","강의실","냉,난방기"]
["도서관","302","고시반 스터디룸","중앙도서관",null,"엘지","r-w0600t2s",6000,1000,"천장형(실내기)","2017-1090-0078","220","17.08","강의실","냉,난방기"]
["도서관","302","고시반 스터디룸","중앙도서관",null,"엘지","r-w0600t2s",6000,1000,"천장형(실내기)","2017-1090-0081","220","17.08","강의실","냉,난방기"]
["도서관","303","어문자연과학 도서실(자료실)","중앙도서관",1477.52,"캐리어","dap-076ab","33,000","13,000","대형","1996-2176-0005",380,"96.09","강의실"]
["도서관","303","어문자연과학 도서실","중앙도서관",null,"캐리어","dap-076ab","33,000","13,000","대형","2006-1574-0004",380,"96.09","강의실","호실없음"]
["도서관","303","어문자연과학 도서실","중앙도서관",null,"캐리어","dap-076ab","33,000","13,000","대형","2006-1574-0007",380,"96.09","강의실","호실없음"]
["도서관","304","빅북자료실/교수,대학원생열람실","중앙도서관",130.08000000000001,"캐리어","co-405F",13000,4300,"중형","2009-1189-0001",220,"09.08","강의실"]
["도서관","4층","자료실","중앙도서관"]
["도서관","4층","자료실(종교)","중앙도서관",1478.27,"엘지","lpnc3008sr",30000,12500,"대형","2013-1020-0235",380,"14.02","강의실","스텐드"]
["도서관",401,"열람실","중앙도서관",13.27,"엘지","lpnc3008sr",30000,12500,"대형","2013-1020-0226",380,"14.02","강의실","스텐드"]
["도서관",401,"열람실","중앙도서관",13.27,"캐리어","cp-752ax",21000,7950,"중형","2006-1274-0003",380,"06.12","강의실"]
["도서관",401,"열람실","중앙도서관",13.27,"엘지","lpnc3008sr",30000,12500,"대형","2013-1020-0227",380,"14.02","강의실","스텐드"]
["도서관","402","D2 열람실","중앙도서관",88.36]
["도서관","403(4)","인문 사회 과학","중앙도서관",36.56,"엘지","lpnc-2108sr",21000,7500,"중형","2013-1020-0236","380","14.02","강의실","스텐"]
["도서관",403,"자료실","중앙도서관",7.54,"캐리어","dap-076a,b",30000,13000,"대형","1996-2176-0001",380,"96.09","강의실"]
["도서관",403,"(부속실)","중앙도서관",71.290000000000006,"캐리어","dap-076a,b",30000,13000,"대형","1996-2176-0002",380,"96.09","강의실"]
["도서관",403,"고양명저자료실","중앙도서관",139.30000000000001]
["도서관","405-2","교환실",null,null,"삼성","hp-q368n",13000,3990,"중형","2010-2089-0002",220,"10.09","시설(장비)"]
["도서관","옥탑층","승강기실","시설팀/전기",null,"삼성","af-cc232b",8300,2500,"슬립형","2011-2060-0026",220,"11.06","시설(장비)"]
["다산관","B105","계단강의실","교무팀",137.04,"엘지","lp-c145os",14500,4600,"중형","2003-1138-0002",380,"03.09","강의실"]
["다산관","B105","계단강의실","교무팀",null,"엘지","lpnc1450vp",14500,4000,"중형","2013-1020-0267",220,"14.05","강의실"]
["다산관","B106","계단강의실(안정환룸)","교무팀",179.8,"삼성","hp-q308n",11000,3600,"중형","2009-2044-0001",220,"09.03","강의실"]
["다산관","B106","계단강의실(안정환룸)","교무팀",179.8,"삼성","hp-q308n",11000,3600,"중형","2009-2044-0002",220,"09.03","강의실"]
["다산관","B107","계단강의실(이민성룸)","경영대학원",136.68,"엘지","r-w072t2s",7200,2000,"천장형(실내기)","2016-1020-0192",220,"17.02","강의실","냉,난방기"]
["다산관","B107","계단강의실(이민성룸)","경영대학원",136.68,"엘지","r-w072t2s",7200,2000,"천장형(실내기)","2016-1020-0193",220,"17.02","강의실","냉,난방기"]
["다산관","B107","계단강의실(이민성룸)","경영대학원",null,"엘지","r-w072t2s",7200,2000,"천장형(실내기)","2016-1020-0194",220,"17.02","강의실","냉,난방기"]
["다산관","B107","계단강의실(이민성룸)","경영대학원",null,"엘지","r-w072t2s",7200,2000,"천장형(실내기)","2016-1020-0195",220,"17.02","강의실","냉,난방기"]
["다산관","B107","계단강의실(이민성룸)","경영대학원",null,"엘지","rpuw100s9s",28000,8400,"ehp 실외기","2016-1020-0196",220,"17.02","강의실","멀티(냉,난방)","지하 동측"]
["다산관","B108","계단강의실","교무팀",136.68,"엘지","lp-c145os",14500,4600,"중형",null,380,"03.06","강의실"]
["다산관","B109","시청각실","교무팀",66.680000000000007,"엘지","lp-c145os",14500,4600,"중형","2003-1090-0021",380,"03.09","강의실"]
["다산관","b109","시청각실","교무팀",66.680000000000007,"엘지","lpnc15451s",14500,4600,"중형","2004-1090-0021",380,"04.09","강의실","에)없음"]
["다산관","B110","경영대학원 원우회실","경영대학원",14.59,"캐리어","dap-013lc",5000,1890,"슬립형","1996-1999-0226",220,"97.02","행정실"]
["다산관","B110-1","준비실","교무팀",8.5,"삼성","as-717",2800,950,"벽걸이",null,220,"97.01","행정실"]
["다산관","B111","경영대학원 원우회실","경영대학원",16.11,"삼성","ias-610",2300,605,"벽걸이",null,220,"03.04","행정실"]
["다산관","B111","경영대학원 원우회실","경영대학원",null,"삼성","ias-610",2300,605,"벽걸이",null,220,"03.04","행정실"]
["다산관","b112","대학원세미나실","대학원교학팀",39.64,"엘지","fc-237gaw",8300,2500,"스텐드","2016-1127-0011",220,"17.02","행정실"]
["다산관","B113","문화콘텐츠전공 실습실","기획팀",20.79,"삼성","ias-610",2300,605,"벽걸이",null,220,"03.04","동아리"]
["다산관","b113-3",null,null,null,"삼성","ar-n6a",2300,650,"벽걸이",null,220,null,"동아리"]
["다산관","b113-3"]
["다산관","B114","e-비지니스학과","경영대학교학팀",20.79,"삼성","ias-610",2300,605,"벽걸이",null,220,"03.04","행정실"]
["다산관","B115","대학원세미나실","일반대학원",41.58,"엘지","fc-237gaw",8300,2500,"스텐드","2016-1127-0012",220,"17.02","행정실"]
["다산관","B115","일반대학원 세미나실","일반대학원",null,"삼성","ias-610",2300,605,"벽걸이",null,220,"03.04","행정실"]
["다산관","B116","청람재","사회대학교학팀",null,"엘지","lt-w603sp",6000,4300,"천장형(실내기)","2016-1090-0024",220,"16.08","강의실","냉,난방기","지하 서측"]
["다산관","B116","청람재","사회대학교학팀",null,"엘지","tuw0600p2s",6000,1800,"천장형(실내기)","2016-1090-0025",220,"16.08","강의실","냉,난방기","지하 서측"]
["다산관","B116-1","인문대교학팀","문화콘텐츠학과",41.58,"엘지","po0830r2sf",8300,2800,"스텐드","2017-1090-0048",220,"17.08","행정실","냉방전용"]
["다산관","B116-2","사회과학대학교학팀","고시반",null,"엘지","t-w720p2s",7200,2700,"천장형(실내기)","2017-1090-0045",220,"17.08","강의실","냉,난방기","지하 북측"]
["다산관","B116-2","문화콘텐츠학과 실험실습실","문화콘텐츠학과",42.45,"삼성","ias-610",2300,605,"벽걸이",null,220,"05.04","행정실"]
["다산관","B116-2","문화콘텐츠학과 실험실습실","문화콘텐츠학과",42.45,"삼성","ias-610",2300,605,"벽걸이",null,220,"03.04","행정실"]
["다산관","B121","대강당","교무팀",323.64,{"$nulls":8},"대강당","공기조화기"]
["다산관","B122","준비실","교무팀",16.04]
["다산관","B123","영사실","교무팀",24.86]
["다산관","B124","창고","경영학과",5.44]
["다산관","1층","커피숍","외부업체",null,"캐리어","cs-a171apa",6800,2130,"벽걸이",null,220,"11.06","외부업체"]
["다산관","1층","매점","소비조합",null,"삼성","af-w12qv",4700,1400,"슬립형",null,220,"09.07","복지시설"]
["다산관","1층","식당","외부업체",null,"캐리어",null,null,null,"벽걸이",null,null,null,"외부업체"]
["다산관","1층","식당","외부업체",null,"캐리어",null,null,null,"벽걸이",null,null,null,"외부업체"]
["다산관","105","강의실","교무팀",68.36,"엘지","lpnc1302s",13000,3950,"중형",null,220,"04.04","강의실"]
["다산관",106,"지정강의실(불문)","교무팀",71.819999999999993,{"$nulls":8},"강의실"]
["다산관","107","국어국문학 전공 지정강의실","교무팀",71.819999999999993,"엘지","fnc236gaw",8300,2490,"슬립형",null,220,"14.01","강의실"]
["다산관","108","사학 전공 지정강의실","교무팀",74.06,"엘지","fnc236gaw",8300,2490,"슬립형","2013-1020-0217",220,"14.01","강의실"]
["다산관","108","사학 전공 지정강의실","인문대학",74.06,"엘지","fnc236gaw",8300,2490,"슬립형","2013-1020-0218",220,"14.01","강의실"]
["다산관","109","강의실","교무팀",93.17,"캐리어","ca-301hc",9100,3460,"슬립형","2005-2083-0001",220,"06.02","강의실"]
["다산관",110,"강의실","대학원교학팀",69.63,"삼성","af-23fcam1een",8500,2740,"슬립형","2012-1120-0079",220,"12.12","강의실"]
["다산관","111","강의실","교무팀",141.07,"엘지","fnc236gaw",8300,2490,"슬립형","2013-1020-0222",220,"14.01","강의실"]
["다산관","111","강의실","교무팀",null,"엘지","fnc236gaw",8300,2490,"슬립형","2013-1020-0216",220,"14.01","강의실"]
["다산관","112","자율학습실","경영학과",305.33,"엘지","lt-w1103sn",11000,6800,"천장형(실내기)","2016-1110-0074",220,"16.10","강의실","냉,난방기","1층 동측"]
["다산관","112","자율학습실","경영학과",null,"엘지","lt-w1103sn",11000,6800,"천장형(실내기)","2016-1110-0075",220,"16.10","강의실","냉,난방기","1층 동측"]
["다산관","112","자율학습실","경영학과",null,"엘지","lt-w1103sn",11000,6800,"천장형(실내기)","2016-1110-0076",220,"16.10","강의실","냉,난방기","1층 동측"]
["다산관","112","자율학습실","경영학과",null,"엘지","lt-w1103sn",11000,6800,"천장형(실내기)","2016-1110-0077",220,"16.10","강의실","냉,난방기","1층 동측"]
["다산관","113","다산관 매점 및 휴게실","소비조합",311.04000000000002,"캐리어","asp-901",30000,11400,"대형",null,380,"99.06","복지시설"]
["다산관","115","강의실","교무팀",59.11,"삼성","af-23fcam1een",8500,2740,"슬립형","2012-1120-0086",220,"12.12","강의실"]
["다산관",116,"A-BIZ 글로벌 센터","경영대학원",43.74,"엘지","ltvq600sp",7200,2500,"천장형(실내기)","2015-2070-0001",220,"15.08","행정실","냉방전용","1층 남측"]
["다산관","205-A","멀티미디어강의실 (PC)","인문대학",158.03,"엘지","lpq-1450vp",14500,4400,"스텐드","2016-1127-0013",220,"17.02","강의실"]
["다산관","205-A","멀티미디어강의실 (PC)","인문대학",null,"엘지","lpq-1450vp",14500,4400,"스텐드","2016-1127-0025",220,"17.02","강의실"]
["다산관","205-B","영어영문학 지정강의실","인문대학",153.6,"삼성","ap-h3620",13000,3950,"중형","2003-1037-0028",220,"03.04","강의실"]
["다산관","205-B","영어영문학 지정강의실","인문대학",null,"삼성","ap-h3620",13000,3950,"중형","2003-1037-0029",220,"03.04","강의실"]
["다산관","206","인문대학 대학원 연구실","국어국문학과",45.2,"엘지","lp-205x",6000,1850,"슬립형",null,220,"02.07","강의실"]
["다산관","206-1","교수연구실 (김종식)","인문대학",31.75,"캐리어","cs-081-adm",3200,870,"벽걸이","2006-1136-0033",220,"06.08","교수실"]
["다산관","207-1","인문대 T/A실","국어국문학과",22.6,"캐리어","dap-013lc",5000,1890,"슬립형","1996-0598-0001",220,"96.08","행정실","호실없음"]
["다산관","207-2","프랑코포니 전문인력양성 사업단",null,22.6,"캐리어","cp-a120vwb",4700,1480,"슬립형","2009-1031-0001",220,"09.04","행정실"]
["다산관","208-1","인문과학 연구소","인문과학연구소",31.62]
["다산관","208-2","인문대학 음성학 실험실 녹음실","국어국문학과",7.22,"대우","ds-064m",2300,620,"벽걸이",null,220,"02.05","행정실"]
["다산관","208-3","인문대학 음성학 실험실 자료실","국어국문학과",15.93,"캐리어","cs-104ps",4000,1280,"벽걸이","2004-1198-0001",220,"04.07","행정실"]
["다산관",209,"조광국 교수연구실","국어국문학과",30.89,{"$nulls":8},"교수실"]
["다산관","210","송현호 교수연구실","국어국문학과",29.07,"엘지","ls-065cs",2000,500,"벽걸이",null,220,"99.12","교수실"]
["다산관","211","문혜원 교수연구실","국어국문학과",29.07,"삼성","ar-cp101b",4000,1285,"벽걸이","2010-2090-0004",220,"10.09","교수실"]
["다산관","212","강지혜 교수연구실","영어영문학과",29.07,"삼성","ar-m10lcc",4000,1285,"벽걸이","2009-2120-0002",220,"09.09","교수실"]
["다산관","213-1","김미현 교수연구실","영어영문학과",26.63,"캐리어","cs-082pd",3200,889,"벽걸이",null,220,"02.06","교수실"]
["다산관","213-2","손정훈 교수연구실","불어불문학과",26.63,"엘지","lsnc061a",2300,610,"벽걸이",null,220,"04.06","교수실"]
["다산관","214-1","유선무 교수연구실","영어영문학과",27.13,"캐리어","cs-104ps",3550,1350,"벽걸이","1999-2058-0001",220,"99.08","교수실"]
["다산관","214-2","정재식 교수연구실","영어영문학과",27.13,"캐리어","cs-081adm",3200,870,"벽걸이","2007-2037-0002",220,"07.06","교수실"]
["다산관","215-1","Brad / John 교수연구실","영어영문학과",18.5,"삼성","ar-cp141a",5500,1770,"슬립형","2011-2030-0022",220,"11.03","교수실"]
["다산관","215-2","Bruce / Donald 교수연구실","영어영문학과",18.5,"삼성","ar-cp141a",5500,1770,"슬립형","2011-2030-0021",220,"11.03","교수실"]
["다산관","215-3","전윤수 교수연구실","문화콘텐츠학과",23.4,"캐리어","dap-121mm",5000,1670,"슬립형","1999-1060-0010",220,"99.07","교수실"]
["다산관","216-1","조하연 교수연구실","국어국문학과",23.3,"캐리어","cs-082pd",3200,889,"벽걸이","2002-1124-0006",220,"02.07","교수실"]
["다산관","216-2","인문대학 학장실","인문대학교학팀",31.09,"캐리어","cs-081amp",3200,870,"벽걸이","2007-2090-0001",220,"07.06","교수실"]
["다산관","217","인문대학 교학팀","인문대학교학팀",53.87,"엘지","fnc236gaw",8300,2400,"슬립형","2013-2050-0011",220,"13.06","행정실"]
["다산관","218","박만규 교수연구실","불어불문학과",30.15,"삼성","as-948",3550,1220,"벽걸이","1997-3513-0030",220,"97.10","교수실"]
["다산관","219-1","강충권 교수연구실","불어불문학과",30.15,"엘지","ls-co60bn",2300,610,"벽걸이",null,220,"03.06","교수실"]
["다산관","219-2","김민규 교수연구실","문화콘텐츠학과",22.59,"캐리어","cs-081apm",3200,870,"벽걸이","2006-1136-0035",220,"06.08","교수실"]
["다산관","220","박구병 교수연구실","국어국문학과",32.03,"캐리어","cs-101asw",4000,1240,"벽걸이","2007-2043-0001",220,"07.07","교수실"]
["다산관","221-1","김용현 교수연구실","불어불문학과",27.94,"캐리어","cs-081adm",3200,870,"벽걸이","2006-2103-0001",220,"07.02","교수실"]
["다산관","221-2","Duval 교수연구실","불어불문학과",24.08,"캐리어","cs-081ps",2300,2004,"벽걸이","2004-2027-0001",220,"04.07","교수실"]
["다산관","222","곽명숙 교수연구실","국어국문학과",18.100000000000001,"캐리어","cs-082pd",3200,889,"벽걸이","2002-1104-0005",220,"02.07","교수실"]
["다산관","305-1","김도영 교수연구실","경영학과",27.01,"삼성","ar-cp101b",4000,1285,"벽걸이","2010-1178-0001",220,"10.09","교수실"]
["다산관","305-2","최명원 교수연구실","경영학과",27.01,"캐리어","cs-081pd",3200,889,"벽걸이","2002-2009-0002",220,"02.03","교수실"]
["다산관","306","경영심리융합 및 글로벌 매니지먼트 연구소","경영학과",66.11,"삼성","ar-m10lcc",4000,1285,"벽걸이","2009-1326-0001",220,"09.11","행정실","DryLab"]
["다산관","306","경영심리융합 및 글로벌 매니지먼트 연구소","경영학과",null,"삼성","ar-n6a",2300,652,"벽걸이","2009-1326-0003",220,"09.11","행정실","PC실"]
["다산관","306","경영심리융합 및 글로벌 매니지먼트 연구소","경영학과",null,"삼성","ar-m10lcc",4000,1285,"벽걸이","2009-1326-0002",220,"09.11","행정실","PC실"]
["다산관","307","PC실습실","경영학과",123.22,"엘지","fnc236gaw",8300,2490,"슬립형","2013-2020-0015",220,"14.01","강의실"]
["다산관","307","PC실습실","경영학과",null,"엘지","fnc236gaw",8300,2490,"슬립형","2013-2020-0014",220,"14.01","강의실"]
["다산관","308","e-Biz EduCenter","e-비즈니스학과",198.56,"도시바",null,null,null,"천장형(실내기)","2008-1447-0001",220,"09.01","행정실","냉,난방기","3층 동측"]
["다산관","308","e-Biz EduCenter","e-비즈니스학과",198.56,"도시바",null,null,null,"천장형(실내기)","2008-1447-0002",220,"09.01","행정실","냉,난방기","3층 동측"]
["다산관","308","e-Biz EduCenter","e-비즈니스학과",198.56,"도시바",null,null,null,"천장형(실내기)","2008-1447-0003",220,"09.01","행정실","냉,난방기","3층 동측"]
["다산관","308","e-Biz EduCenter","e-비즈니스학과",198.56,"도시바",null,null,null,"천장형(실내기)","2008-1447-0004",220,"09.01","행정실","냉,난방기","3층 동측"]
["다산관","309","가치창조","경영대학원",87.64,"캐리어","cp-a230mab",8300,2600,"슬립형","2011-1100-0139",220,"11.10","행정실"]
["다산관","309","가치창조","경영대학원",87.64,"캐리어","cp-a230mab",8300,2600,"슬립형","2011-1100-0138",220,"11.10","행정실"]
["다산관","310","위아주","경영대학원",118.1,"캐리어","cp-a230mab",8300,2600,"슬립형","2011-1100-0140",220,"11.10","행정실"]
["다산관","310","위아주","경영대학원",118.1,"캐리어","cp-a230mab",8300,2600,"슬립형","2011-1100-0141",220,"11.10","행정실"]
["다산관","311","한가족","경영대학원",117.29,"캐리어","gap-016lbg",6100,2180,"슬립형",null,220,"95.07","행정실"]
["다산관","311","한가족","경영대학원",null,"캐리어","dap-020lb",7100,2470,"슬립형",null,220,null,"행정실"]
["다산관","312","이근면 교수연구실","경영학과",16.43,"엘지","snq106bbw",4000,1400,"벽걸이","2014-2040-0020",220,"14.04","교수실"]
["다산관",313,"경영대학 총동문회 / 아경장학재단","경영학과",61.25,"엘지","lp-455x",13000,4080,"중형",null,220,"09.08","행정실"]
["다산관","314","경영대학원 교학팀","경영대학원 교학팀",62.18,"엘지","lpnq-13000vp",13000,3650,"중형",null,220,"14.05","행정실"]
["다산관","315","경영대학원 원장실","경영대학원 교학팀",19.95,"캐리어","cs-101ps",4000,1240,"벽걸이","2005-2013-0004",220,"05.05","교수실"]
["다산관","316","경영대학장실","경영대학교학팀",19.95,"엘지","s-q106baw",4000,1400,"벽걸이","2013-2050-0004",220,"13.04","교수실"]
["다산관","316-1","경영대학(원)회의실","경영대학교학팀",19.95,"엘지","snq106baw",4000,1400,"벽걸이",null,220,"13.04","교수실"]
["다산관","317","경영대학교학팀","경영대학교학팀",60.3,"엘지","fnc236gaw",8300,2490,"슬립형","2013-1020-0224",220,"13.04","행정실","스텐드"]
["다산관","318","경영대 경력개발센터","경영대학교학팀",32.03,"캐리어","cs-a100awa",4000,1190,"벽걸이","2011-2080-0005",220,"11.08","교수실"]
["다산관","319-1","방석범 교수연구실","경영학과",23.2,"삼성","ar-n8a",3200,907,"벽걸이","2009-2184-0003",220,"10.02","교수실"]
["다산관","319-2","장병윤 교수연구실","경영학과",19.899999999999999,"삼성","ar-n8a",3200,907,"벽걸이","2009-2184-0002",220,"10.02","교수실"]
["다산관","320","특임 연구실","경영학과",21.89,"캐리어","cs-109ps",4000,1240,"벽걸이","2006-2001-0002",220,"06.03","교수실"]
["다산관","321","경영뉴스","경영대 학생회",12.95,"삼성","ar-m10lcc",4000,1285,"벽걸이",null,220,null,"행정실"]
["다산관","405-1","김경호 교수연구실","경영학과",18.13,"삼성","arx-cp83",3200,970,"벽걸이","2012-1090-0003",220,"12.08","교수실"]
["다산관","405-2","이상신 교수연구실","국어국문학과",17.600000000000001,"엘지","lsnc062bn",2300,610,"벽걸이",null,220,"05.05","교수실"]
["다산관","406","금융공학부 PC실","금융공학과",96.3,"캐리어","dap-020nb",7100,2470,"슬립형",null,220,"95.07","강의실"]
["다산관","406-2","금융공학부 PC부속실","금융공학과",45,"캐리어","cp-181ma",7200,2400,"슬립형","2001-1085-0014",220,"01.05","강의실"]
["다산관","407-1","유재인 교수연구실","금융공학과",17.93,"캐리어","ls-101ps",4000,1240,"벽걸이","2002-1104-0003",220,"02.07","교수실"]
["다산관","407-2","김기민 교수연구실","경영대학교학팀",13.31,"삼성","ar-p110lcc",4000,1285,"벽걸이","2009-2137-0002",220,"09.10","교수실"]
["다산관","408","WCU TRADING ROOM","금융공학과",141.13999999999999,"삼성",null,null,null,"천장형(실내기)","2009-1565-0001",220,"10.02","행정실","냉,난방기","4층 동측"]
["다산관","408","WCU TRADING ROOM","금융공학과",null,"삼성",null,null,null,"천장형(실내기)","2009-1565-0002",220,"10.02","행정실","냉,난방기","4층 동측"]
["다산관","408-1","WCU TRADING ROOM","경영학과",null,"캐리어","cs-093ga",3550,1350,"벽걸이",null,220,"99.05","행정실"]
["다산관","408-1","WCU TRADING ROOM","경영학과",null,"캐리어",{"$nulls":4},"2009-1565-0003",220,"10.02","행정실"]
["다산관","408-2","WCU TRADING ROOM","경영학과",null,"삼성","ar-m10lcc",4000,1285,"벽걸이",null,220,null,"행정실"]
["다산관",409,"이상국 교수연구실","사학과",18.07,"캐리어","cp-231makp",8300,2700,"슬립형","2002-1104-0004",220,"02.07","교수실"]
["다산관",410,"아주 역사·문화 창업 동아리실","사학과",12.95,"캐리어","dap-016lpg",6100,2050,"슬립형",null,220,"97.03","행정실"]
["다산관","410-1","디지털역사 연구소","인문대학교학팀",42.4,"삼성","ar-m10cc",4000,1285,"벽걸이","2009-2124-0001",220,"09.09","행정실"]
["다산관","411","정경훈 교수연구실","영어영문학과",30.89,"엘지","SNC-117BBW",4200,1460,"벽걸이",null,220,"14.06","교수실"]
["다산관","412","조재형 교수연구실","영어영문학과",29.07,"캐리어","cs-a100awa",4000,1190,"벽걸이","2011-1020-0014",220,"11.07","교수실"]
["다산관","413","이혜경 교수연구실","영어영문학과",29.07,"캐리어","cs-081adm",3200,870,"벽걸이","2006-1136-0010",220,"06.08","교수실"]
["다산관","414","김현옥 교수연구실","영어영문학과",29.07,"캐리어","cs-081ade",3200,870,"벽걸이","2006-1136-0006",220,"06.08","교수실"]
["다산관","415","김태승 교수연구실","사학과",29.07,"캐리어","cs-073nc",2500,901,"벽걸이",null,220,"98.02","교수실"]
["다산관","416","조광순 교수연구실","영어영문학과",29.07,"엘지","ls-065csm",2000,620,"벽걸이",null,220,"00.06","교수실"]
["다산관","417-1","이병덕 교수연구실","경영학과",20.53,"삼성","ar-m10kc",4000,1285,"벽걸이","2009-2122-0001",220,"09.09","교수실"]
["다산관","417-2","권경난 교수연구실","경영학과",20.53,"캐리어","cs-101ps",4000,1240,"벽걸이",null,220,"05.01","교수실"]
["다산관","418-1","Zengjing Chen 교수연구실(초빙)","금융공학",15.84,"삼성","ap-n87",3200,807,"벽걸이","2009-2183-0001",220,"09.11","교수실"]
["다산관","418-2","Felver BenjaminTroy교수실","경영학과",10.26,"삼성","ap-n87",3200,807,"벽걸이","2009-2157-0001",220,"09.11","교수실"]
["다산관","419-1","김용기(특임, 대우조교수)","금융공학",10.26,"삼성","ap-n87",3200,807,"벽걸이","2009-2157-0001",220,"10.02","교수실"]
["다산관","419-2","stephen W.Moore","경영학과",15.84,"삼성","ap-n87",3200,807,"벽걸이","2009-2183-0003",220,"10.02","교수실"]
["다산관","420","송영균 교수연수실","경영학과",32.03,"캐리어","cs-081adm",3200,870,"벽걸이","2007-2037-0001",220,"07.06","교수실"]
["다산관","421","한봉희 교수연수실","경영학과",30.15,"캐리어","cs-a100awa",4000,1190,"벽걸이","2011-2080-0006",220,"11.08","교수실"]
["다산관","422","배형옥 교수연구실","금융공학과",30.15,"캐리어","cs-101ps",4000,1240,"벽걸이",null,220,"05.01","교수실"]
["다산관","423","박호환 교수연구실","경영학과",30.15,"엘지","SNQ-106baw",4000,1400,"벽걸이","2013-2070-0013",220,"13.07","교수실"]
["다산관","424","황의록 교수연수실","경영학과",30.15,"엘지","SNQ-106baw",4000,1400,"벽걸이","2013-2070-0014",220,"13.07","교수실"]
["다산관","425","이덕헌 교수연구실","경영학과",30.15,"캐리어","das-095n",3550,1350,"벽걸이",null,220,"95.11","교수실"]
["다산관","426","윤소라 교수연구실","경영학과",30.15,"엘지","snq106baw",4000,1400,"벽걸이",null,220,"14.04","교수실"]
["다산관","427","성재영 교수연구실","금융공학과",30.15,"삼성","ar-cp102a",4000,1285,"벽걸이",null,220,"11.07","교수실"]
["다산관","428","김광윤 교수연수실","경영학과",30.15,"캐리어","cs-081apm",3200,870,"벽걸이","2006-1136-0005",220,"06.08","교수실"]
["다산관","429","강주영 교수연구실","경영학과",29.52,"엘지","SNQ-106baw",4000,1400,"벽걸이","2013-2070-0015",220,"13.07","교수실"]
["다산관","430","창고","경영학과",8.42]
["다산관",431,"심규철 교수연구실","금융공학과",25.25,"엘지","suq117bbw",4200,1460,"벽걸이",null,220,"15.01","교수실"]
["다산관",432,"김승환 교수연구실","경영학과",25.25,"엘지","suq117bbw",4200,1460,"벽걸이",null,220,"15.01","교수실"]
["다산관",433,"강의실(국제화프로그램)","국제협력팀",70.25]
["다산관","505","강의실","대학원교학팀",53.01,"엘지","lpq-1450vp",14500,4400,"스텐드","2016-1127-0019",220,"17.02","강의실"]
["다산관","505-1","임현우 교수연구실","경영학과",18.16,"캐리어","cs-093gs",3550,1350,"벽걸이",null,220,"98.05","교수실"]
["다산관","505-2","서성원 교수연구실","경영대학교학팀",17.47,"캐리어","cs-101ps",4000,1240,"벽걸이","2001-2017-0002",220,"01.04","교수실"]
["다산관","506","강의실","교무팀",70.010000000000005,"캐리어","cp-505hx",14500,4500,"중형","2006-1381-0019",380,"07.02","강의실"]
["다산관","507","강의실","경영대학원",158.05000000000001,"엘지","lp-305x",8300,2500,"슬립형","2002-3023-0003",220,"02.06","강의실"]
["다산관","507","강의실","경영대학원",null,"엘지","lp-305x",8300,2500,"슬립형","2002-4048-0001",220,"02.03","강의실"]
["다산관",508,"WCU 자료실(창고)","금융공학",9.5]
["다산관","508-1","Wolf교수연구실","금융공학과",11.26,"캐리어","cs-143pd",5500,1880,"슬립형",null,220,"03.06","교수실"]
["다산관","508-2","특임교수연구실","경영대학교학팀",16.3,"삼성","ar-m10lcc",4000,1285,"벽걸이","2009-2120-0003",220,"09.09","교수실"]
["다산관","509","대학원생연구실","경영대학교학팀",83.26,"삼성","ar-h3620",13000,3950,"중형","2003-1037-0030",220,"03.04","행정실"]
["다산관",509,"(경영대학)","경영대학교학팀",31.8,"엘지","lp-305x",8300,2500,"슬립형",null,220,"02.05","행정실"]
["다산관","510-1","김용식 교수연구실","금융공학과",14.79,"캐리어","cs-101ps",4000,1240,"벽걸이","2005-2048-0001",220,"05.08","교수실"]
["다산관","510-2","백연정 교수연구실","경영학과",14.5,"캐리어","cs-101ps",4000,1240,"벽걸이","2005-2048-0002",220,"05.08","교수실"]
["다산관","510-3","인문대TA실","영어영문학과",28.14,"캐리어","cs-101ps",4000,1240,"벽걸이","2001-2026-0001",220,"01.06","교수실"]
["다산관","511","장예빛 교수연구실","문화콘텐츠학과",18.07,"엘지","snq106bbw",4000,1400,"벽걸이","2014-2040-0023",220,"14.04","교수실"]
["다산관","512","조재운 교수연구실","경영학과",30.89,"삼성","ar-cp101b",4000,1285,"벽걸이",null,220,"10.08","교수실"]
["다산관","513","이   철 교수연구실","e-비즈니스학과",29.07,"삼성","ar-n8a",3200,907,"벽걸이","2009-2184-0001",220,"10.02","교수실"]
["다산관","514","원동철 교수연구실","금융공학과",29.07,"삼성","ar-cp103a",4000,1285,"벽걸이","2012-2080-0160",220,"12.07","교수실"]
["다산관","515","문승재 교수연구실","영어영문학과",29.07,"삼성","as-t810",3200,930,"벽걸이",null,220,"01.05","교수실"]
["다산관","516","한호 교수연구실","영어영문학과",29.07,"엘지","SNQ-106baw",4000,1400,"벽걸이","2013-2080-0115",220,"13.06","교수실"]
["다산관","517","박재연 교수연구실","국어국문학과",29.07,"캐리어","cs-081adm",3200,870,"벽걸이","2006-1136-0030",220,"06.08","교수실"]
["다산관","518","박정식 교수연구실","영어영문학과",29.07,"삼성","ar-cp101b",4000,1285,"벽걸이","2010-2089-0003",220,"10.09","교수실"]
["다산관","519","(공실) 교수연구실","사학과",30.08,"엘지","ls-043cs",1450,400,"벽걸이",null,220,"99.03","교수실"]
["다산관","520","임재익 교수연구실","e-비즈니스학과",31.83,"캐리어","cs-081asm",3200,870,"벽걸이",null,220,"06.02","교수실"]
["다산관","521-1","윤천석(비정년, 교육중점)","경영학과",10.26,"삼성","ar-n8a",3200,907,"벽걸이","2009-2183-0001",220,"07.02","교수실"]
["다산관","521-2","김상일 교수연구실","경영학과",15.84,"삼성","ar-n8a",3200,907,"벽걸이","2009-2183-0004",220,"07.02","교수실"]
["다산관","522","이주희 교수연구실","경영학과",32.03,"엘지","sq111bsf2w",4200,1040,"벽걸이","2017-2090-0012",220,"17.08","교수실"]
["다산관","523","강민철 교수연구실","e-비즈니스학과",30.15,"캐리어","cs-081pd",3200,889,"벽걸이","2002-2009-0001",220,"02.03","교수실"]
["다산관","524","김영곤 교수연수실","경영학과",30.15,"캐리어","das-076nl",2500,901,"벽걸이",null,220,"96.12","교수실"]
["다산관","525","구형건 교수연수실","금융공학과",30.15,"삼성","as-918",3550,1250,"벽걸이","1999-2032-0001",220,"99.05","교수실"]
["다산관","526","성민제 교수연수실","경영학과",30.15,"엘지","SNQ-106baw",4000,1400,"벽걸이","2013-2060-0025",220,"13.06","교수실"]
["다산관","527","조영호 교수연수실","경영학과",30.15,"엘지","sq111bsf2w",4200,1010,"벽걸이","2017-2070-0007",220,"17.08","교수실"]
["다산관","528","김선교 교수연수실","경영학과",30.15,"엘지","lsnc101s",4000,1200,"벽걸이","2004-2029-0002",220,"04.08","교수실"]
["다산관","529","이재식 교수연구실","e-비즈니스학과",30.15,"캐리어","das-076nl",2500,901,"벽걸이",null,220,"97.04","교수실"]
["다산관","530","이홍재 교수연구실","경영학과",30.15,"캐리어","das-076nl",2500,901,"벽걸이",null,220,"97.02","교수실"]
["다산관","531","김봉철 교수연수실","사학과",29.52,"엘지","lsnc102s",4000,1200,"벽걸이",null,220,"05.03","교수실"]
["다산관","옥탑층","승강기실","시설팀/전기",null,"삼성","af-cc232b",8300,2500,"슬립형",null,220,"11.05","시설(장비)","스텐드"]
["토목실험동","1층","공조실"]
["토목실험동",101,"구조연구실1","건설교통공학과",54.72,"삼성","hp-n158l",6000,2150,"슬립형","2010-1410-0002",220,"11.02","실험실"]
["토목실험동","101-1","구조연구실2","건설교통공학과",54.72,"엘지","lpnc-285sk",10000,3050,"슬립형","2006-1087-0001",220,"06.07","실험실"]
["토목실험동",102,"철근콘크리트 연구실","건설교통공학과",54.72,"캐리어","cs-141asm",5500,1680,"슬립형","2006-1087-0002",220,"06.07","실험실"]
["토목실험동","103-1","수리연구실","건설교통공학과",54.72,"삼성","ape-m180ah",7200,2250,"슬립형",null,220,"06.06","실험실"]
["토목실험동","103-2","수자원연구실","건설교통공학과",54.72,"삼성","hp-n158l",6000,2150,"슬립형","2010-1410-0003",220,"11.02","실험실"]
["토목실험동",104,"반도체공정실험실1","전자공학과",79.39,{"$nulls":9},"에)없음"]
["토목실험동",105,"반도체공정실험실2","전자공학과",79.39]
["토목실험동","106-1","수리실험실","건설교통공학과",127.37,{"$nulls":9},"에)없음"]
["토목실험동","106-2","종합설계실","건설시스템공학과",66.72,"삼성","hp-n158l",6000,2150,"슬립형","2010-1410-0001",220,"11.02","실험실"]
["토목실험동",107,"구조-건축실험실","건설교통공학과",181.95,{"$nulls":9},"에)없음"]
["토목실험동",108,"항온 항습실","건설교통공학과",60.65,{"$nulls":9},"에)없음"]
["토목실험동","108-1","진동대","건설교통공학과",12]
["토목실험동","108-2","기획팀 창고","건설교통공학과",14.87]
["토목실험동",109,"태양전지연구센터","전자공학과",64.53,"센추리","pa-a62gy4",7200,2340,"슬립형",null,220,"10.03","실험실"]
["토목실험동",110,"초고속 레이저 포토닉스 연구실","물리학과",80.72,"삼성","hp-q368n",13000,3990,"중형","2011-1060-0018",220,"11.06","실험실"]
["토목실험동",110,"초고속 레이저 포토닉스 연구실","물리학과",null,"센추리","dhp-401m",14500,4800,"중형",null,380,"13.04","실험실"]
["토목실험동",110,"초고속 레이저 포토닉스 연구실","물리학과",null,"삼성","ar-cp102a",4000,1285,"벽걸이","2011-1060-0017",220,"11.06","실험실"]
["토목실험동",111,"바이오분석기기실","응용화학생명공학과",48.7,"센추리",null,null,null,"항온항습기",null,220,null,"실험실"]
["토목실험동",112,"반도체 공정실험 기계실","전자공학과",70]
["토목실험동",113,"영상표시연구센터(CVD 실험실)","물리학과",49.12,"캐리어","dap-040a",15000,5800,"중형","1998-9042-0001",null,"98.07","실험실"]
["토목실험동",114,"변전실","시설팀/전기",49.5,"캐리어","cp-608ax",17000,5600,"중형",null,380,"08.07","시설(장비)"]
["원천관","지하","변전실","시설팀/전기",109.2,"엘지","lp803csu",21000,4385,"중형",null,380,"02.04","시설(장비)"]
["원천관","B101","기계실","시설팀/설비",null,"캐리어","dap-013lh",5000,1670,"슬립형","1997-3513-0059",220,"97.10","행정실"]
["원천관","B101","기계실","시설팀(설비)",696.03,"캐리어","dam072",5600,2087,"슬립형","1997-3513-0017",220,"97.10","행정실","숙직실"]
["원천관","1층","복사실","외부업체",null,"엘지","lp-301cs",7100,2500,"슬립형",null,220,"97.07","외부업체"]
["원천관","101","유기화학실험실","화학과",89.59,"캐리어","cp-405aa",13000,4300,"중형","2008-1139-0001",220,"08.06","실험실"]
["원천관","102","유기표지자합성실험실","화학과",93.3,"삼성","ho-q368n",13000,3990,"중형","2009-1114-0001",220,"09.05","실험실"]
["원천관","103","일반생물학실험실I","생명과학과",65.88,"대우","dp-233e",7200,2700,"슬립형","2001-1114-0001",220,"06.12","실험실"]
["원천관","104","선천면역및세포생물학실험실(분자과학)","생명과학과",23.08,"캐리어","cs-081ade",3200,870,"벽걸이",null,220,"05.04","실험실","창문형"]
["원천관","104","선천면역및세포생물학실험실(분자과학)","생명과학과",null,"캐리어","cs-081ps",3200,870,"벽걸이","2006-1136-0012",220,"06.04","실험실"]
["원천관","105","생태학 실험실","생명과학과",67.42,{"$nulls":5},"2014-1020-0001",220,"14.07","실험실"]
["원천관","105-1","기계실","생명과학과",12,"캐리어","cs-a121n",4700,1430,"벽걸이","2014-1020-0002",220,"14.07","실험실"]
["원천관","105-2","무균실","생명과학과",10,{"$nulls":9},"호수없음"]
["원천관","105-3","저온실","생명과학과",7,"캐리어","csn-q095u1",3500,1070,"벽걸이",null,220,"14.07","실험실"]
["원천관","105-4","암실","생명과학과",8,{"$nulls":9},"호수없음"]
["원천관","106","전자회로실험실","전자공학과",48.34,"삼성",null,null,null,"벽걸이","2011-1080-0059",220,"11.08","실험실"]
["원천관","106-1","자연대휴게실","자연과학대학교학팀",67.239999999999995,"삼성","hp-q368p",13000,4350,"중형",null,220,"11.06","실험실"]
["원천관","106-2","전자회로실험준비실 1","자연과학대학교학팀"]
["원천관","106-3","전자회로실험준비실2","자연과학대학교학팀",null,"엘지","sq111bsf2w",4200,1040,"벽걸이","2017-1070-0019",220,"17.08","실험실"]
["원천관","107","전자회로실험실1","전자공학과",107.01,"캐리어","cp-405aa",13000,4300,"중형","2008-12290001",220,"08.08","실험실"]
["원천관","107","전자회로실험실1","전자공학과",null,"삼성","ape-e150ac",6000,1950,"천장형(실내기)","2003-1049-0005",220,"03.05","실험실","냉,난방기","1층 남측"]
["원천관","108","나도광전실험실","물리학과",47.61,"엘지","lp-w603vp",6000,2200,"슬립형","2015-2041-0002",220,"15.12","실험실"]
["원천관","109-1","물성물리실험실1","물리학과",46,"삼성",null,null,null,"천장형(실내기)","2009-9047-0001",220,"09.06","실험실","냉방전용","1층 남측"]
["원천관","109-2","극초단레이저연구실1","물리학과",19.09,"캐리어","cs-a060ps",2300,680,"벽걸이",null,220,"07.03","실험실"]
["원천관","109-2","극초단레이저연구실1","물리학과",19.09,"캐리어","cs-a060ps",2300,680,"벽걸이",null,220,"07.03","실험실"]
["원천관","109-3","극초단레이저연구실1","물리학과",null,"캐리어","cs-081wal",3200,900,"벽걸이",null,220,"12.05","실험실"]
["원천관","109-4","극초단레이저연구실2","물리학과",12.47,{"$nulls":9},"에)없음"]
["원천관","109-5","극초단레이저연구실3","물리학과",12.47]
["원천관",110,"보안관리원창고(27.06)","환경미화 등",0,"캐리어","dap-013lcf",5000,1820,"슬립형","1997-3513-0062",220,"97.10","행정실"]
["원천관","111","신물질화학실험실","화학과",58.32,"엘지","fnc157gcw",6000,1800,"슬립형","2014-1070-0013",220,"14.06","실험실","신규설치"]
["원천관","111-1","신물질화학실험실","화학과",20.16,"엘지","slc061bew",2300,650,"벽걸이",null,220,"09.07","실험실"]
["원천관","112","물리화학실험실","화학과(대학)",38.880000000000003,"삼성","HP-Q368N",13000,3990,"중형","2010-1144-0001",220,"10.08","실험실"]
["원천관","113","무기화학실험실","화학과(대학)",38.880000000000003,{"$nulls":9},"에)없음"]
["원천관",114,"화학과방(반공해)","학생지원팀",37.44,"엘지","FNc237gaw",8300,2490,"슬립형",null,220,"16.02","동아리"]
["원천관","115","시약보관실I","화학과",12.48]
["원천관","116","시약보관실II","화학과",12.48]
["원천관","130","공동기기실","생명과학과",27.06,"캐리어","cs-081ps",3200,870,"벽걸이",null,220,"06.07","실험실"]
["원천관","131-1","식물표본실","생명과학과",36.6,"삼성","as-748",2800,950,"벽걸이","1998-9485-0001",220,"98.10","실험실"]
["원천관","131-2","발생생리학실험실","생명과학과",56.07,"엘지","lpnc285sk",10000,3050,"슬립형",null,220,"06.06","실험실"]
["원천관",132,"식물분자계통학실험실","생명과학과",56.74,{"$nulls":9},"호실없음"]
["원천관","132-2","세포분화연구실",null,null,"캐리어","cs-171bd",7000,2319,"벽걸이","2002-1108-0001",220,"02.07","실험실"]
["원천관","133","글라이코믹스실험실","생명과학과",87.02,"엘지","lp-457cs",13000,3970,"스텐드","2002-1109-0004",220,"02.07","실험실","냉방전용"]
["원천관","135","선천면역및세포생물학실험실(분자과학)","생명과학과",36.6]
["원천관","136","공동기기실1","물리학과",52.12,"삼성",null,null,null,"천장형(실내기)","2009-9041-0001",220,"09.06","실험실","냉방전용","1층 출입문위"]
["원천관","136-1","공동기기실2","물리학과",34.369999999999997,"삼성","ap-6150",6100,2100,"슬립형",null,220,null,"실험실"]
["원천관","137","공동기기실3","물리학과",76.489999999999995]
["원천관","138","공동기기실(Ⅳ)","물리학과",109.8,"캐리어","cs-a171apa",6600,2130,"슬립형",null,220,"11.07","실험실"]
["원천관","138-1","공동기기실(Ⅴ)","물리학과",34.630000000000003,"엘지","sq-137baw",5200,1480,"스텐드","2016-1080-0034",220,"16.08","실험실"]
["원천관","139","세포배양실","생명과학과",21.35,"삼성","ar-cp81b",3200,870,"벽걸이","2010-1281-0001",220,"10.10","실험실"]
["원천관",140,"분석화학실험실","화학과",74.81,"캐리어","cp-a230maob",8300,2600,"슬립형","2010-1070-0002",220,"12.02","실험실"]
["원천관",140,"분석화학실험실","화학과",null,"삼성","ap-2006",6100,2050,"슬립형","2012-1070-0001",220,"12.07","실험실"]
["원천관","141","분석화학실험실","화학과",36.340000000000003,{"$nulls":9},"에)없음"]
["원천관","142","세포배양실","생명과학과",27.06,"삼성","as-k610",2300,605,"벽걸이",null,220,"03.05","실험실"]
["원천관",142,"세포배양실","생명과학과",null,"삼성","as-955",3550,1250,"벽걸이",null,220,"95.05","실험실"]
["원천관",199,"복사실(지온)","자체시설",36.619999999999997]
["원천관","201","박상규 교수연구실","생명과학과(대학)",17.03,"캐리어","cs-081adm",3200,870,"벽걸이","2006-1136-0015",220,"06.08","교수실"]
["원천관","202","최홍근 교수연구실","생명과학과(대학)",15.93,"캐리어","cs-081ape",3200,870,"벽걸이","2006-1136-0034",220,"06.08","교수실"]
["원천관","203","남석현 교수연구실","생명과학과(대학)",16.73,"삼성","ar-cp102a",4000,1280,"벽걸이",null,220,"11.07","교수실"]
["원천관","204","김혜선 교수연구실","생명과학과(대학)",15.84,"삼성","ar-cp101b",4000,1285,"벽걸이","2010-2104-0001",220,"10.10","교수실"]
["원천관","205","문은표 교수연구실","생명과학과(대학)",17.559999999999999,"삼성","ar-cp103a",4000,1285,"벽걸이","2007-2033-0003",220,"07.06","교수실"]
["원천관","206","이종수 교수연구실","생명과학과(대학)",18.34,"삼성","as-g63n",2300,600,"벽걸이","2006-9043-0001",220,"06.09","교수실"]
["원천관","207","조중열 교수연구실","생명과학과(대학)",16.54]
["원천관","208","김재현 교수연구실","생명과학과(대학)",15.74,"엘지","snq106baw",4000,1400,"벽걸이","2013-2070-0006",220,"13.06","교수실"]
["원천관","209","최상돈 교수연구실","생명과학과(대학)",16.350000000000001,"엘지","sq117bbw",4000,1040,"벽걸이","2016-1060-0030",220,"16.08","교수실"]
["원천관","210","분자세포신호전달연구실","생명과학과",48.4,{"$nulls":5},"2015-1070-0023",220,"15.07","실험실"]
["원천관",210,"분자세포신호전달연구실","생명과학과",null,"엘지","tuw0900m2sf",9000,2600,"천장형(실내기)","2015-1070-0023",220,"15.07.","실험실","냉,난방기","1층 남측"]
["원천관","211","장혜영 교수연구실","화학과(대학)",15.94,"캐리어","cs-a081ama",3200,870,"벽걸이","2008-2107-0001",220,"08.11","교수실"]
["원천관","212","기초과학연구소","기초과학연구소",49.05,"캐리어","cs-a103taw",4000,1224,"벽걸이","2008-2107-0006",220,"08.11","교수실"]
["원천관","212-1","자연과학대학장실","자연과학대학교학팀",null,"캐리어","cs-a100awa",4000,1190,"벽걸이",null,220,"11.07","교수실"]
["원천관","213","김승주 교수연구실","화학과(대학)",17.03,"캐리어","cs-081adc",3200,870,"벽걸이","2006-1136-0018",220,"06.08","교수실"]
["원천관","214","강혁 교수연구실","화학과(대학)",17.88,"캐리어","cs-081ama",3200,870,"벽걸이","2008-2024-0004",220,"08.04","교수실"]
["원천관","215-1","고광윤 교수연구실","화학과(대학)",17.3,"삼성","as-766",2800,950,"벽걸이",null,220,"96.06","교수실"]
["원천관","215-2","이천우 교수연구실","화학과(대학)",15.12,"캐리어","cs-a081ama",3200,870,"벽걸이","2008-2107-0002",220,"08.11","교수실"]
["원천관","215-3","모선일 교수연구실","화학과(대학)",17.579999999999998,"캐리어","cs-a081ama",3200,870,"벽걸이","2008-2107-0003",220,"08.11","교수실"]
["원천관","216","이재신 교수연구실","화학과(대학)",15.26,"캐리어","ls-a080ama",3200,870,"벽걸이","2008-2107-0004",220,"08.11","교수실"]
["원천관","217","박영동 교수연구실","화학과(대학)",17.440000000000001,"캐리어","cs-081ade",3200,870,"벽걸이",null,220,"05.04","교수실"]
["원천관","218","윤호섭 교수연구실","화학과(대학)",16.350000000000001,"삼성","ar-cp102a",4000,1285,"벽걸이","2011-1070-0023",220,"11.07","교수실"]
["원천관","219","공동기기실/저울실","화학과",27.06,"캐리어","cp-a180map",7200,2150,"슬립형","2011-1080-0088",220,"11.08","실험실"]
["원천관","220","분광학실험실","화학과",38.880000000000003,"엘지","sq111bsf2w",4200,1040,"벽걸이","2017-2090-0003",220,"17.08","실험실"]
["원천관","222","김환명 교수연구실","화학과",19.47,"엘지","ls-063 cs",2000,620,"벽걸이","1999-9035-0001",220,"99.08","교수실"]
["원천관","225","유기금속화학실험실","화학과",55.92,"캐리어","cp-a155ns10",6000,1850,"슬립형",null,220,"12.01","실험실"]
["원천관",225,"유기금속화학실험실","화학과",null,"삼성","ar-cp171a",{"$nulls":4},220,"10.08","실험실","1실 통합"]
["원천관",228,"강의실","교무팀",25.75,"엘지","lp-457cs",13000,3970,"중형","2002-1111-0001",220,"02.07","실험실"]
["원천관","230","생명과학과사무실","생명과학과",36.71,"삼성","ar-cp103b",4000,1285,"벽걸이","2010-1101-0001",220,"10.07","실험실"]
["원천관","230-1","공동기기실","생명과학과",null,"캐리어","cp-403axa",13000,3950,"중형","2007-2084-0001",380,"07.08","실험실"]
["원천관","230-1","공동기기실","생명과학과",9.49,"캐리어","cs-061asc",2300,680,"벽걸이",null,220,"06.04","행정실"]
["원천관","230-3","세포 배양실","생명과학과",6.9,"삼성","as-k610v",2300,600,"벽걸이",null,220,"04.06","실험실"]
["원천관","231","대학원세미나실","생명과학과",25.31,"캐리어","cp-a180mao",7200,2100,"슬립형","2008-1146-0001",220,"08.06","행정실"]
["원천관","232","면역제어소재실험실","생명과학과",48.4,"삼성","ar-cp141a",5500,1770,"벽걸이","2010-1324-0001",220,"11.02","실험실"]
["원천관",233,"공동기기실","생명과학과",null,"엘지","fn-237gaw",8300,2490,"중형","2015-1070-0013",220,"15.06","실험실","15.07.01신설"]
["원천관","233","공동기기실","생명과학과",23.49,"삼성","ask610",2300,605,"벽걸이",null,220,"03.06","실험실"]
["원천관","233","공동기기실","생명과학과",{"$nulls":7},220,"09.10",null,"에)없음"]
["원천관","234","분자생리학연구실","생명과학과",48.6,"삼성","as-g17n",7000,2200,"벽걸이",null,220,"04.06","실험실"]
["원천관","235","일반생물학실험실3","생명과학과",80.510000000000005,"대우","dp-313m",9600,3970,"슬립형","2001-1114-0002",220,"01.07","실험실"]
["원천관","235-1","현미경실","생명과학과",{"$nulls":6},"2005-9129-0001",null,null,"실험실"]
["원천관","236","분자생물학실험실","생명과학과",48.6,"캐리어","cp-a180maa",7200,2100,"슬립형","2007-1113-0001",220,"07.06","실험실"]
["원천관","237","일반생물학실험실2","생명과학과",72.91,"캐리어","cp-403hxa",13000,3950,"중형",null,380,"07.04","실험실"]
["원천관",238,"상황실","총무팀",48.6,"엘지","LT-W720P2S",7200,2600,"천장형(실내기)","2017-2030-0024",220,"17.03","행정실","냉,난방기","1층 출입문위"]
["원천관","239","자연과학대학교학팀","자연과학대학교학팀",48.6,"엘지","fnc236gaw",8300,2490,"슬립형",null,220,"13.06","행정실"]
["원천관","240","시간강사실","자연과학대학교학팀",24.3,"캐리어","cs-a081ama",3200,870,"벽걸이","2008-2024-0003",220,"08.04","행정실"]
["원천관","241","교수휴게실","자연과학대학교학팀",48.6,"캐리어","dap-201bc",7100,2640,"슬립형",null,220,"98.02","행정실"]
["원천관","242","강의실","대학원교학팀",52.97,"엘지","lt-903sm",9000,3200,"천장형(실내기)","2016-1127-0024",220,"17.02","강의실","냉,난방기","2층 북측벽"]
["원천관","243","강의실","대학원교학팀",47.79,"엘지","ltuw603Sd",6000,3000,"천장형(실내기)",null,220,"14.11","강의실","냉,난방기","2층 북측벽"]
["원천관","244","전산화학실험실","화학과",27.74,"엘지","snq106bbw",4000,1400,"벽걸이","2013-1050-0057",220,"13.05","실험실"]
["원천관","244","전산화학실험실","화학과",null,"엘지","lpnc0908s",9000,3150,"슬립형","2011-1060-0015",220,"11.06","실험실"]
["원천관","244-1","전기분석실험실","화학과",90.52,"캐리어","cp-a155ns10",6000,1850,"슬립형","2012-1070-0001",220,"12.01","실험실"]
["원천관","245","유기화학실험실","화학과",58.32,"삼성","ap-c15001",6000,1800,"슬립형",null,220,"01.06","실험실"]
["원천관",248,"열화학실험실","화학과",18.72,"삼성","ar-n6a",2300,652,"벽걸이","2009-1148-0001",220,"09.07","실험실"]
["원천관",249,"X선결정학실험실","화학과",20.16,"엘지","snc135baw",5200,1675,"슬립형",null,220,"12.06","실험실"]
["원천관",250,"고체화학실험실","화학과",45.17,"만도","mpa712g",7100,2450,"슬립형",null,220,"97.01","실험실","공기조화기"]
["원천관","250-1","고체화학실험실","화학과",13.51,"삼성","as-g65b",2300,600,"벽걸이",null,220,"07.07","실험실"]
["원천관",251,"대단위강의실","교무팀",295.43,{"$nulls":4},"공기조화기",null,380,null,"강의실","소극장"]
["원천관","251-1","강당(장비실)","교육혁신원 운영팀",null,"엘지","snq106baw",4000,1400,"벽걸이","2013-1080-0026",220,"13.08","시설(장비)","벽걸이"]
["원천관","301-1","박성진 교수연구실","전자공학과",16.350000000000001,"엘지","sq111bsf2w",4200,1040,"벽걸이","2016-9092-0001",220,"17.02","교수실"]
["원천관","301-2","이기근 교수연구실","전자공학과",16.350000000000001,"삼성","as-k810v",3200,850,"벽걸이",null,220,"05.01","교수실"]
["원천관","301-3","이재진 교수연구실","전자공학과",16.350000000000001,"엘지","sq111bsf2w",4200,1040,"벽걸이","2017-2070-0001",220,"17.08","교수실"]
["원천관","301-4","좌동경 교수연구실","전자공학과",16.350000000000001,"삼성","as-k810v",3200,850,"벽걸이",null,220,"05.01","교수실"]
["원천관","302","최태영 교수연구실","화학과",16.350000000000001,"엘지","ls-065cbh",2000,720,"벽걸이",null,220,"00.06","교수실"]
["원천관","303","이교범 교수연구실","전자공학과",18.34,"삼성","ar-n8a",3200,907,"벽걸이","2009-2187-0001",220,"10.02","교수실"]
["원천관","304","감동근 교수연구실","전자공학과",16.55,"캐리어","cs-081adm",3200,870,"벽걸이","2007-2039-0001",220,"07.07","교수실"]
["원천관","305","이정원 교수연구실","전자공학과",15.74,"엘지","ls-065cbh",2000,720,"벽걸이","2001-9029-0001",220,"01.08","교수실"]
["원천관","306","조위덕 교수연구실","정보통신대학",15.53,"엘지","sq111bsf2w",4200,1040,"벽걸이","2016-1110-0040",220,"16.08","교수실"]
["원천관","307","박용배 교수연구실","전자공학과",17.170000000000002,"캐리어","cs-081ade",3200,870,"벽걸이","2006-1136-0027",220,"06.08","교수실"]
["원천관","308","구형일 교수연구실","전자공학과",15.35,"엘지","SNQ-106baw",4000,1400,"벽걸이","2013-2080-0141",220,"13.06","교수실"]
["원천관","309","김용득 교수연구실","전자공학과",16.899999999999999,"엘지","ls-065cbh",2000,720,"벽걸이",null,220,"00.06","교수실"]
["원천관","309-1","양자화학연구실","화학과",23,"캐리어","cs-101ps",4000,1200,"벽걸이","2005-2013-0005",220,"05.05","실험실"]
["원천관","310","실험준비실2","전자공학과",23.15,{"$nulls":9},"없음"]
["원천관","310-1","양상식 교수연구실","전자공학과",16.010000000000002,"삼성","ar-n8a",3200,907,"벽걸이","2009-2187-0002",220,"10.02","교수실"]
["원천관","310-2","이채우 교수연구실","전자공학과",16.43,"엘지","sq111bsf2w",4200,1040,"벽걸이","2016-1110-0039",220,"16.08","교수실"]
["원천관","310-3","박익모 교수연구실","전자공학과",17.11,"삼성","ar-cg101wna",4000,1285,"벽걸이","2010-c039-0001",220,"10.06","교수실"]
["원천관","311","김영길 교수연구실","전자공학과",15.87,"만도","ra-061gh",2300,630,"벽걸이","2007-2092-0008",220,"07.08","교수실"]
["원천관","312","최연익 교수연구실","전자공학과",16.97,"엘지","ls-065cbh",2000,920,"벽걸이",null,220,"00.06","교수실"]
["원천관","313","광학전자연구실","전자공학과",35.26,"캐리어","cs-064ps",2300,620,"벽걸이","2004-9009-0001",220,"05.02","실험실"]
["원천관",313,null,null,null,"엘지","lsnc061bz",null,null,"벽걸이",null,220,"04.07","실험실"]
["원천관","314-1","권익진 교수연구실","전자공학과",16.43,"삼성","ar-cp101b",4000,1285,"벽걸이","2010-2070-0002",220,"10.08","교수실"]
["원천관","314-2","김영진 교수연구실","전자공학과",16.425000000000001,"캐리어","cs-a081amo",3200,870,"벽걸이",null,220,"10.08","교수실"]
["원천관","315","초고주파응용연구실","전자공학과",49.28,"엘지","lp-c130bs",5200,1500,"슬립형",null,220,"03.09","실험실"]
["원천관",315,"초고주파응용연구실","전자공학과",null,"대우","kp-152gh",6000,1960,"슬립형",null,220,"07.06","실험실"]
["원천관",315,"초고주파응용연구실","전자공학과",null,"대우","ks-062ghm",2300,660,"벽걸이",null,220,"07.06","실험실"]
["원천관",316,"세미나실","전자공학과(대학)",27.06,"삼성","ar-m10lc",4000,1285,"벽걸이","2009-1119-0003",220,"09.06","행정실"]
["원천관","317-1","전자공학과 전공강의실","전자공학과(대학)",77.040000000000006,"삼성",null,null,null,"천장형(실내기)","2011-1040-0057",220,"11.04","실험실","냉,난방기","3층 베란다"]
["원천관","317-2","IT융합대학원장실","IT융합대학원",20.16,"삼성","s-q106bbw",4000,1400,"벽걸이","2014-2040-0044",220,"14.04","실험실"]
["원천관","317-3","IT융합대학원 교학팀","IT융합대학원",20.16,"엘지","t-w0600p2s",6000,2150,"천장형(실내기)",null,220,"17.12","사무실","냉,난방기","옥상"]
["원천관","318","전자공학과 무한상상 작업실","전자공학교학팀",77.760000000000005,"삼성",null,null,null,"천장형(실내기)",null,220,"10.01","강의실","냉방전용","옥상"]
["원천관","318","전자공학과 무한상상 작업실","전자공학교학팀",null,"삼성",null,null,null,"천장형(실내기)",null,220,"10.01","강의실","냉방전용","옥상"]
["원천관","319","학생회실(전자공학과)","전자공학교학팀",18.36,"삼성","as-k810v",3200,850,"벽걸이",null,220,null,"동아리"]
["원천관","330","COMPD&A(소학회)","전자공학과",27.06,"만도","ra-051c",{"$nulls":4},220,null,"동아리"]
["원천관",330,"COMPD&A(소학회)","전자공학과",null,"만도","ra-05k",2000,570,"벽걸이",null,220,"07.02","동아리"]
["원천관","331","통신시스템/무선인터넷연구실","전자공학과",null,"삼성","af-cc181b",7200,2150,"슬립형","2010-1100-0001",220,"10.07","실험실"]
["원천관","331","통신시스템/무선인터넷연구실","전자공학과",null,"엘지","lp-c150se",6000,1620,"슬립형",null,220,"03.04","실험실"]
["원천관","331","통신시스템/무선인터넷연구실","전자공학과",null,"캐리어","dap-020lpg",7100,2430,"슬립형",null,220,null,"실험실"]
["원천관","331-1","시약보관실","생명과학과",23.29,"엘지","fc187gaw",7200,2300,"슬립형","2015-2041-0004",220,"15.12","실험실"]
["원천관","332","초고주파통신/전자파연구실","전자공학과",47.98,"삼성","af-cz151b",6000,1800,"슬립형",null,220,"10.05","실험실"]
["원천관","332-1","초고주파측정실","전자공학과",25.15,"캐리어","cs-084adm",null,null,null,"2004-1056-0001",220,"04.03","실험실"]
["원천관","332-2","서버, 계측실","전자공학과",22.83,{"$nulls":9},"에)없음"]
["원천관",333,"기초전기실험준비실","전자공학과",49.2,"삼성",null,null,null,"천장형(실내기)",null,220,"10.06","실험실","냉,난방기","1층 북측"]
["원천관",334,"기초전기실험실","전자공학과",123,"캐리어","ca-301hc",9100,3460,"슬립형","1999-1060-0004",220,"99.06","실험실"]
["원천관",334,"기초전기실험실","전자공학과",null,"캐리어","ca-301hc",9100,3460,"슬립형","1999-1060-0005",220,"99.06","실험실"]
["원천관","335","전자공학부 학부사무실 정보전자기술연구소","전자공학과",72.900000000000006,"삼성","ap-l233jar",8300,2380,"슬립형","2003-1037-0014",220,"03.04","행정실"]
["원천관","335","전자공학과사무실","전자공학과",72.900000000000006,"엘지","lpnc1308sr",13000,4060,"중형",null,220,"13.06","행정실"]
["원천관","336","전자공학과교수세미나실","전자공학과",48.6,"캐리어","dap-025lbg",9500,4050,"슬립형",null,220,"95.10","행정실"]
["원천관","337","임베디드시스템연구실","전자공학과",48.6,"삼성","ap-5151b",5100,1700,"슬립형",null,220,"00.05","실험실"]
["원천관","338","임베디드소프트웨어연구실","전자공학과",76.459999999999994,"삼성","hp-q407p",14500,5400,"중형","2009-1119-0001",380,"09.06","실험실"]
["원천관","339-1","기판제작실험실","전자공학과",22.42,{"$nulls":9},"없음"]
["원천관","339-2","멀티미디어네트워킹연구실","전자공학과",94.2,"캐리어","cp-280mao",10000,3250,"슬립형","2007-9006-0001",220,"07.06","실험실"]
["원천관","339-2",null,"전자공학과",null,"엘지","lpnc231s",8300,null,"슬립형",null,220,null,"실험실"]
["원천관","340","it융합대학원","전자공학과",77.040000000000006,"엘지","lt-w1103sn",11000,3400,"천장형(실내기)","2016-1020-0021",220,"17.02","강의실","냉,난방기","옥상"]
["원천관","340","it융합대학원","전자공학과",null,"엘지","tvw1100m2s",11000,3400,"천장형(실내기)","2016-1040-0007",220,"16.06","강의실","냉,난방기","옥상"]
["원천관","340","it융합대학원","전자공학과",null,"엘지","tvw1100m2s",11000,3400,"천장형(실내기)",null,220,"16.06","강의실","냉,난방기","옥상"]
["원천관","341","세미나실","전자공학과",56.9,"삼성",null,null,null,"천장형(실내기)",null,220,"10.01","세미나실","냉방전용","옥상"]
["원천관","341-1","소학회(Netronics)","전자공학과",14.17,"캐리어","cs-a060psb",2300,680,"벽걸이",null,220,"08.05","동아리"]
["원천관","342","분자의생물학실험실","생명과학과",34.47]
["원천관","342","분자의생물학실험실","생명과학과",null,"엘지","LTUW603SP",6000,null,"천장형(실내기)","2014-c060-0010",220,"14.06","실험실","냉방전용","옥상"]
["원천관","401","윤원식 교수연구실","전자공학과",17.71,"삼성","ar-cp101b",4000,1285,"벽걸이",null,220,"10.06","교수실"]
["원천관","402","오성근 교수연구실","전자공학과",15.12,"삼성","lsnc063fbj",2300,620,"벽걸이",null,220,"05.05","교수실"]
["원천관","403","선우명훈 교수연구실","전자공학과",17.579999999999998,"엘지","sq111bsf2w",4200,1040,"벽걸이","2016-1110-0043",220,"16.08","교수실"]
["원천관","404","박지용 교수연구실","물리학과",15.12,"엘지","sq117bbw",4000,1040,"벽걸이","2016-2060-0003",220,"16.08","교수실"]
["원천관","405","이해영 교수연구실","전자공학과",17.850000000000001,"엘지","ls-092cb",3550,1220,"벽걸이",null,220,"98.05","교수실"]
["원천관","406","나상신 교수연구실","전자공학과",18.34,"캐리어","das-095nl",3550,1350,"벽걸이",null,220,"97.04","교수실"]
["원천관","407","김상배 교수연구실","전자공학과",16.55,"엘지","lsnc062bf",2300,610,"벽걸이",null,220,"05.05","교수실"]
["원천관","408","이상운 교수연구실","물리학과",15.74,"엘지","snq106bbw",4000,1400,"벽걸이","2014-2040-0031",220,"14.04","교수실"]
["원천관","409","조두진 교수연구실","물리학과",15.53,"삼성","ar-cp101b",4000,1285,"벽걸이","2010-2103-0001",220,"10.10","교수실"]
["원천관","410","안성혁 교수연구실","물리학과",17.170000000000002,"삼성","ar-cp101b",4000,1285,"벽걸이",null,220,"12.01","교수실"]
["원천관","411","김영태 교수연구실","물리학과",15.53,"캐리어","cs-a081ama",3200,870,"벽걸이","2008-2107-0005",220,"08.11","교수실"]
["원천관","412","김기홍 교수연구실","물리학과",16.899999999999999,"엘지","ls-046cs",1600,450,"벽걸이",null,220,"01.06","교수실"]
["원천관","413","민철기 교수연구실","생명과학과",22.91,"캐리어","cs-101ps",4000,1240,"벽걸이",null,220,"05.03","교수실"]
["원천관","414","안영환 교수연구실","물리학과",22.91,"엘지","ls-105ca",3550,1220,"벽걸이","2000-9004-0001",220,"00.11","교수실"]
["원천관","415","이상민 교수연구실","물리학과",15.94,"삼성","ar-cp101b",4000,1285,"벽걸이",null,220,"10.07","교수실"]
["원천관","416","김상열 교수연구실","물리학과",16.350000000000001,"삼성","as-508",1800,640,"벽걸이",null,220,"98.06","교수실"]
["원천관","417","허준석 교수연구실","전자공학과",17.03,"삼성","ar-cp101b",4000,1285,"벽걸이",null,220,"10.01","교수실"]
["원천관","418","이순일 교수연구실","물리학과",15.67,"엘지","ls-046cs",1600,450,"벽걸이",null,220,"01.06","교수실"]
["원천관","419","하나영 교수연구실","물리학과",16.98,"삼성","ar-m10lcc",4000,1285,"벽걸이","2009-2120-0004",220,"09.09","교수실"]
["원천관","420","오수기(2016. 2 정년퇴직)","물리학과",17.79,"삼성","as-n6a",2300,652,"벽걸이","2000-9032-0001",220,"00.12","교수실"]
["원천관","421","김성환 교수연구실","물리학과",17.3,"캐리어","das-052n",1800,600,"벽걸이","1998-9102-0001",220,"98.07","교수실"]
["원천관","422","김상인 교수연구실","전자공학과",15.67,"엘지","ls-c040s",1600,450,"벽걸이","2017-1074-0001",220,"03.03","교수실"]
["원천관","423","직접회로시스템연구실","전자공학과",49.73,"엘지","sq110bs2w",4200,1040,"벽걸이","2017-1074-0001",220,"17.08","교수실"]
["원천관","424","염동일 교수연구실","물리학과",16.350000000000001,"엘지","suc-060rjw",2300,650,"벽걸이",null,220,"09.03","교수실"]
["원천관","431","멀티미디어신호처리연구실","전자공학과",48.6,"대우","dp611ls1",6100,2280,"슬립형",null,220,"96.04","실험실"]
["원천관","432","멀티미디어네트워킹/텔레컴연구실","전자공학과",97.2,"캐리어","cp-403a",13000,3850,"중형","2006-1049-0001",220,"06.05","실험실"]
["원천관","432","멀티미디어네트워킹/텔레컴연구실","전자공학과",null,"삼성","af-t23n",8300,2500,"슬립형","2009-1119-0002",220,"09.12","실험실"]
["원천관","433","비선형제어로봇 연구실","전자공학과",101.57,"엘지","lp-q1450vp",14500,4400,"스텐드","2016-1059-0001",220,"16.05","실험실"]
["원천관","434","마이크로시스템연구실","전자공학과",97.2,"만도","pts-235ci",8300,2560,"슬립형","2007-9003-0001",220,"07.05","실험실"]
["원천관","435","전력전자연구실","전자공학과",72.900000000000006,"삼성","af-t23n3s",8300,2500,"천장형(실내기)",null,220,"09.06","실험실","냉방전용","4층 북측벽"]
["원천관","436","공동실험실","물리학과",41.87,"대우","DP-400m",12500,4900,"중형","2001-9001-0001",380,"01.05","실험실"]
["원천관","436-1","이론물리실험실","물리학과",35.64,"삼성","ar-cg101wna",4000,1285,"벽걸이","2010-1077-0001",220,"10.04","실험실"]
["원천관","437","비선형동력실험실","물리학과",48.6,"캐리어","ca-171mc",5100,1830,"슬립형","2000-9145-0001",220,"01.02","실험실"]
["원천관","438","소자특성연구실","전자공학과",48.6,"삼성","hsn-m87n",3200,907,"벽걸이",null,220,"08.06","실험실"]
["원천관",438,"광통신/광전자/나노광소자연구실","전자공학과",null,"엘지","swq070bm1w",2800,600,"벽걸이","2015-9124-0001",220,"15.09","실험실"]
["원천관","439","박막실험실(원)","물리학과",52.16,"캐리어","ca-302hc",9100,3460,"슬립형","200-1135-0001",220,"00.08","실험실"]
["원천관","439-1","박막실험실I","물리학과",12.15,"삼성","ar-f7s3",null,null,null,"2009-1117-0001",220,"09.06","실험실"]
["원천관","439-2","창고 (사용처 미상)","물리학과",12.15,{"$nulls":9},"없음"]
["원천관","440","물성물리실험실5","물리학과",48.6,"삼성","fa-t15n",6000,1750,"슬립형",null,220,"09.04","실험실"]
["원천관","441","타원해석실험실","물리학과",49.41,"엘지","lsnc-101",4000,1200,"벽걸이",null,220,"04.04","실험실"]
["원천관","441-1","분광타원해석실","물리학과",24.3,"삼성","as-552",1800,495,"벽걸이",null,220,null,"실험실","전기냉방기"]
["원천관","442","공동실험실","물리학과",48.6,"엘지","fnc183gaw",7200,2220,"슬립형",null,220,"11.08","실험실"]
["원천관","501","물리학전용실험실","물리학과",89.4,"캐리어","cp-405aa",13000,4300,"중형","2008-1205-0001",220,"08.05","실험실"]
["원천관","502","일반물리실험실A","물리학과",93.24,"엘지","lpnq1450vp",15500,4800,"중형","2015-1090-0002",220,"15.09","실험실"]
["원천관","503","일반물리실험실B","물리학과",89.59,"대우","dp-313m",9600,3970,"슬립형","2001-1101-0002",220,"01.07","실험실"]
["원천관","504","일반물리실험실C","물리학과",89.4,"대우","dp-313m",9600,3970,"슬립형","2001-1101-0001",220,"01.07","실험실"]
["원천관","505","일반물리실험실D","물리학과",66.86,"엘지","lpnqvp",10000,3200,"스텐드","2016-1120-0129",220,"16.11","실험실"]
["원천관","506","일반물리실험실E","물리학과",67.239999999999995,"삼성","ap-l233jar",8300,2380,"슬립형","2003-1037-0012",220,"03.04","강의실"]
["원천관","507","지정강의실(화학)","화학과",67.239999999999995,"삼성","ap-l233jar",8300,2380,"슬립형","2003-1037-0016",220,"03.04","강의실"]
["원천관","508","지정강의실(전자)","전자공학과",70.59,"삼성","ap-h3020",11000,3600,"중형","2003-9224-0001",220,"04.02","강의실"]
["원천관",509,"지정강의실(전자)","전자공학과",70.59,"엘지","lpnc-1308sr",13000,4060,"중형","2013-1100-0033",220,"13.05","강의실"]
["원천관","510","전파공학실험실","전자공학과",67.98,"캐리어","cx-352f",11000,3800,"중형","2003-1391-0001",220,"04.02","실험실"]
["원천관",511,"산악반","학생지원팀",10.5]
["원천관","530","공동기기 및 실험준비실","물리학과",10.5,"삼성","af-cc151b",6000,1800,"슬립형",null,220,"10.05","실험실"]
["원천관","531","광학실험실A","물리학과",51.94,"캐리어","CM-101BC",4000,1200,"벽걸이","2003-1091-0001",220,"03.08","실험실"]
["원천관","531","광학실험실A","물리학과",null,"엘지","snq117bbw",4200,1430,"벽걸이","2014-1090-0109",220,"14.09","실험실"]
["원천관","532-1","중급물리실험실","물리학과",58.84,"캐리어","cp-281ma",10000,3400,"슬립형","2002-12002-0001",220,"02.07","실험실"]
["원천관","532-2","이론물리연구실","물리학과",29.35,"엘지","lp-c120aq",4700,1340,"슬립형",null,220,"03.05","실험실"]
["원천관","533-1","물리학과준비실","물리학과",98.01,"캐리어","cs-101ps",4000,1240,"벽걸이","2006-1081-0001",220,"06.06","실험실"]
["원천관","533-2","물리시뮬레이션실습실","물리학과",24.89,"캐리어","cm-064ADM",2300,620,"벽걸이",null,220,"04.05","실험실"]
["원천관","533-2","물리시뮬레이션실습실","물리학과",null,"캐리어","cp-a280mab",10000,3200,"슬립형",null,220,"08.08","실험실"]
["원천관","533-2","물리시뮬레이션실습실","물리학과",null,"캐리어","cm184vp",7200,null,"슬립형",null,220,"04.04","실험실"]
["원천관","534-1","분자세포 생물학실험실","생명과학과",58.8,"삼성","rfmbcf-045bl",13000,4350,"천장형(실내기)","2012-1090-0026",220,"12.09","실험실","냉방전용","옥상"]
["원천관","534-1","분자세포 생물학실험실","생명과학과",null,"삼성","ap-w152c",6000,1700,"슬립형",null,220,"05.05","실험실"]
["원천관","534-2","생명과학전공강의실","교무팀",58.87,"엘지","lp-557cs",14500,4600,"중형",null,380,"02.05","강의실"]
["원천관","535","전자공학부지정강의실","교무팀",147,"삼성",null,null,null,"천장형(실내기)","2009-1552-0004",220,"10.02","강의실","냉방전용","옥상"]
["원천관","535","전자공학부지정강의실","교무팀",147,"삼성",null,null,null,"천장형(실내기)","2009-1552-0005",220,"10.02","강의실","냉방전용","옥상"]
["원천관","535","전자공학부지정강의실","교무팀",147,"삼성",null,null,null,"천장형(실내기)","2009-1552-0006",220,"10.02","강의실","냉방전용","옥상"]
["원천관","536-1","홀로그래피 실험실1","물리학과",10.67,"삼성","ar-cp102a",4000,1285,"벽걸이","2011-1040-0011",220,"11.04","실험실"]
["원천관","536-1","홀로그래피 실험실1","물리학과",null,"엘지","snq137baw",5200,1610,"벽걸이","2014-1070-0018",220,"14.07","실험실"]
["원천관","536-2","극초단레이저연구실","물리학과",45.08,"캐리어","cs-121ps",4700,1800,"벽걸이",null,220,"06.06","실험실"]
["원천관","536-2","극초단레이저연구실","물리학과",null,"캐리어","cp-121vh",4700,1500,"슬립형","2004-1011-0001",220,"04.03","실험실"]
["원천관","536-3","홀로그래피 실험실2","물리학과",16.23,{"$nulls":9},"호실없음"]
["원천관","536-4","홀로그래피 실험실3","물리학과",16.23,{"$nulls":9},"호실없음"]
["원천관","537","통합설계프로젝트실험실","전자공학과",88.2,"캐리어","ca-301hc",9100,3460,"슬립형",null,220,"99.06","실험실"]
["원천관","538","자동제어실험실","전자공학과",88.2,"캐리어","cp-183arp",7200,2250,"슬립형",null,220,"03.03","실험실"]
["원천관","538-1","멀티미디어네트워킹연구실","전자공학과",null,"캐리어","cp-182makp",7200,2250,"슬립형",null,220,"02.05","실험실"]
["원천관","539","통신실험실","전자공학과",92.51,"캐리어","cp-403aa",13000,4250,"중형","2008-1085-0001",220,"08.05","실험실"]
["원천관","540","PC 실습실","중앙전산원",117.65,"캐리어","co-403a",13000,3850,"중형",null,220,"06.01","실험실"]
["원천관","540","PC 실습실","중앙전산원",null,"캐리어","ca-231hc",8300,2490,"슬립형",null,220,"15.09","실험실"]
["원천관","541","공작실험실","물리학과",51.94,"엘지","fc237qaw",8300,2500,"슬립형","2015-2041-0003",220,"15.12","실험실"]
["원천관",542,"서버실","전자공학과",51.94,"삼성","ar-g17n",7000,2200,"슬립형",null,220,"09.07","동아리"]
["식당동","101","휴게편의시설(커피)","생활관",17.59,"대우","dp-186e",7200,2300,"슬립형",null,null,null,"외부업체"]
["식당동","102","HNS 기숙사식당","생활관",null,"캐리어","cr-1005hxa",31000,12300,"대형",null,380,"13.09","외부업체"]
["식당동","102","HNS 기숙사식당","생활관",580.76,"캐리어","cr-1005hxa",31000,12300,"대형",null,380,"13.09","외부업체"]
["식당동","102","HNS 기숙사식당","생활관"]
["식당동","103-2","HNS 기숙사식당(사무실)","생활관",12.76]
["식당동","104","기숙사식당 매점(소비조합)","생활관",55.13,"엘지","lpnq1000vp",10000,3200,"슬립형","2015-2070-0008",220,"15.09","복지시설"]
["식당동","104","기숙사식당 매점(소비조합)","생활관",55.13]
["식당동","201","HNS 교직원식당","생활관",405.85,"캐리어","dap-120a",48000,18700,"대형","1991-0682-0001",380,"91.06","외부업체"]
["식당동","201","HNS 교직원식당","생활관",null,"캐리어","dap-120a",48000,18700,"대형","1994-0358-0001",380,"91.06","외부업체"]
["식당동","201-1","HNS 교직원식당(MAPLE)","생활관",23.12,"삼성","ape-e130ac",5200,1650,"슬립형",null,220,"03.01","외부업체"]
["식당동","201-2","HNS 교직원식당(OAK)","생활관",54.51,"삼성","ape-e180ac",7200,2450,"슬립형",null,220,"02.12","외부업체"]
["식당동","201-3","HNS 교직원식당(CHERRY)","생활관",20.45,"삼성","ape-e130ac",5200,1650,"슬립형",null,220,"03.01","외부업체"]
["식당동","203","생활관관리팀(생활관 관장실/생활관 운영팀/사생불편신고실)","생활관",53.96,"캐리어","cp-403aa",13000,4250,"중형","2008-2005-0001",220,"09.03","행정실"]
["식당동","203-1","생활관장실","생활관",20.14,"캐리어","cs-064ps",2300,620,"벽걸이",null,220,"04.03","행정실"]
["식당동","206","HNS 교직원식당(식당 사무실)","생활관",15.97,"대우","ds-065n",2300,620,"벽걸이",null,220,"03.02","외부업체"]
["식당동","207","HNS 교직원식당(휴게실)","생활관",12.13,"대우","ds-065n",2300,620,"벽걸이",null,220,"03.02","외부업체"]
["식당동","B101","체육실","생활관",170.83]
["식당동","B102","세탁실","생활관",52.2,"엘지","ls-072cs",2800,960,"벽걸이","1998-2033-0003",220,"97.12","복지시설"]
["식당동","B102-1","빨래방","생활관",26.1]
["식당동","B102-2","변전실","시설팀/전기",null,"엘지","lpnc-2108sr",21000,7550,"대형","2015-1110-0070",380,"15.10","시설(장비)"]
["에너지센터","B02","변전실","시설팀/전기",null,"엘지","lpnc1457d",14500,4600,"중형","2006-1381-0007","380","07.01","시설(장비)"]
["에너지센터","B02","변전실","시설팀/전기",null,"캐리어","cp-405axa",13000,4300,"중형",null,"380","05.03","시설(장비)"]
["에너지센터","B105","에너지 공정 연구실-1","에너지시스템학과",89.5,{"$nulls":9},"항온항습기"]
["에너지센터","B107","전자현미경실","공동기기센터",81,{"$nulls":4},"대형",null,null,null,"공기조화기","공기조화기"]
["에너지센터","B107-1","TEM장비 펌프실","공동기기센터",11.55]
["에너지센터",null,"미화반대기실",null,null,"삼성","xas-1-r1420",5280,1700,"벽걸이","2003-2037-0005",220,"03.03","행정실","15.06.01신설"]
["에너지센터","101","계단강의실","에너지시스템학과",121.03,"캐리어","dap-055A",22500,10700,"대형",null,380,null,"강의실"]
["에너지센터","102","에너지 공정연구실","에너지시스템학과",89.18,"엘지","lp-203ca",5150,1720,"슬립형",null,220,"99.04","실험실"]
["에너지센터","104","에너지 물리연구실","에너지시스템학과",91.03,"엘지","lp-a181sc10",7200,2190,"슬립형","2015-9075-0001",220,"15.07","실험실","15.07.02신설"]
["에너지센터","105","에너지 공학회","에너지시스템학과",21.42]
["에너지센터","106","교수연구실(김형택교수 연구원)","에너지시스템학과",20.79]
["에너지센터","107","에너지 시스템 학부","에너지시스템학과",20.79]
["에너지센터","108","보안실(김형택 교수 대학원생)","에너지시스템학과",20.79,"캐리어","cs-a061gs",2300,660,"벽걸이",null,220,"15.05","교수실"]
["에너지센터","109","강의실","에너지시스템학과",41.6]
["에너지센터",110,"측정/분석실","에너지시스템학과",62.36,"캐리어","cp-a230maob",8300,2600,"슬립형","2012-1024-0001",220,"12.07","실험실"]
["에너지센터","112","생체바이오랩","에너지시스템학과",63,"엘지","lpnq-1000vp",11000,3650,"중형","2014-9082-0001",220,"14.05","실험실","신규설치"]
["에너지센터","201","에너지 시스템분석 연구실","에너지시스템학과",91]
["에너지센터","202","전력에너지 연구실","에너지시스템학과",90.09,"캐리어","dap-040a",15000,5800,"중형",null,380,"93.12","실험실"]
["에너지센터","203","공실 교수연구실","에너지시스템학과",29.12]
["에너지센터","205","에너지활용 연구실","에너지시스템학과",91,"삼성","ap-cm303a",11000,3860,"중형","2012-1043-0001",220,"12.08","실험실"]
["에너지센터","206","박희준 교수연구실","에너지시스템학과",21.42,"엘지","snc060bm2w",2300,680,"벽걸이",null,220,"15.04","교수실"]
["에너지센터","207","김유권 교수연구실","화학과(대학)",20.79,"엘지","snc060bm2w",2300,680,"벽걸이",null,220,"15.04","교수실"]
["에너지센터","208","에너지시스템연구센터","에너지시스템학과",41.58]
["에너지센터","209","오재익(특임, 연구)","에너지시스템학과",20.79]
["에너지센터","210","교수연구실(김형택)","에너지시스템학과",20.79]
["에너지센터","211","연구관리실","에너지시스템학과",41.58]
["에너지센터","212","김수덕 교수연구실","에너지시스템학과",20.79]
["에너지센터","213","AvikRanjan, 안광준","에너지시스템학과",20.79,"엘지","sq110bs2w",4200,1430,"벽걸이","2015-9096-0001",220,"15.10","교수실"]
["에너지센터","214","박영구(특임, 연구)","에너지시스템학과",20.79]
["에너지센터","215","성촌 교연구실","에너지시스템학과",20.79]
["에너지센터","216","성촌(정근모, 특임, 초빙)","에너지시스템학과",42.21]
["에너지센터","307","기계실","중앙전산원",60.97]
["에너지센터","308","컴퓨터실","중앙전산원",69.3,"엘지","lp-c4100s",41200,15000,"대형",null,380,"04.02","강의실","항온항습기"]
["에너지센터","308-1","컴퓨터실","중앙전산원",null,"엘지","PC0830R2S",8300,2500,"스텐드","2017-1030-0020",220,"17.03","강의실","냉방전용","1층 북측"]
["에너지센터","309","(실명칭) 308호 \"기계실\"도면상 309호","중앙전산원",30.03]
["에너지센터","310","** 실명칭 없음 **도면상 310호 \"편의실\"","중앙전산원",29.12,{"$nulls":9},"냉,난방기"]
["에너지센터","311","에너지기후변화세미나실1","에너지시스템학과",91.01,"엘지","lp-c4100s",41000,12000,"천장형(실내기)","2005-1174-0013",380,"04.04","강의실","냉방전용"]
["에너지센터","312","관리실 / 개발실","중앙전산원",125.37]
["에너지센터","315-1","개발실-1","중앙전산원",21.42,{"$nulls":9},"호실없음"]
["에너지센터","315-2","중앙전산원 원장실","중앙전산원",20.16,{"$nulls":9},"호실없음"]
["에너지센터",317,"코스메틱분석실","응용화학생명공학과",57.54,"삼성","hp-Q368N",13000,3990,"중형","2010-2089-0001",220,"10.08","실험실"]
["에너지센터",318,"나노광특성분석실","물리학과",34.840000000000003,"센추리","dhp-401m",14500,4800,"중형",null,380,"13.07","실험실"]
["에너지센터",319,"분자세포신호전달연구실","에너지시스템학과",29.64,"엘지","tuw1101m2s",11000,3400,"중형","2016-1110-0009",220,"16.10","실험실"]
["에너지센터","401","NMR실2","공동기기센터",30.66,"엘지","lp-c4100s",41000,12000,"천장형(실내기)","2005-1174-0001",220,"04.04","행정실","냉,난방기"]
["에너지센터","402","RoHS 분석실1","공동기기센터",90.46,"엘지","lp-c4100s",41000,12000,"천장형(실내기)","2005-1174-0002",220,"04.04","실험실","냉,난방기"]
["에너지센터","402","RoHS 분석실1","공동기기센터",90.46,"엘지","lp-c4100s",41000,12000,"천장형(실내기)",null,220,"04.04","실험실","냉,난방기"]
["에너지센터","403","RoHS 분석실2","공동기기센터",89.22,"엘지","lp-c4100s",41000,12000,"천장형(실내기)","2005-1174-0003",220,"04.04","실험실","냉,난방기"]
["에너지센터","403","RoHS 분석실2","공동기기센터",89.22,"엘지","lp-c4100s",41000,12000,"천장형(실내기)",null,220,"04.04","실험실","냉,난방기"]
["에너지센터","404","센터장실","공동기기센터",30.03,"엘지","lp-c4100s",41000,12000,"천장형(실내기)","2005-1174-0004",220,"04.04","행정실","냉,난방기"]
["에너지센터","405","기기 분석교육실","공동기기센터",60.7,"엘지","lp-c4100s",41000,12000,"천장형(실내기)","2005-1174-0005",220,"04.04","실험실","냉,난방기"]
["에너지센터","옥탑층","옥상",null,null,"엘지","LRP-N2900B",29000,9500,"ehp 실외기",null,380,"04.04","실험실","멀티(냉,난방)","옥상"]
["에너지센터",406,"3차원 계측장비실","공동기기센터",42.36,"엘지",null,null,null,"천장형(실내기)","2015-2026-0001",220,"15.10","실험실","냉,난방기","1층 남측"]
["에너지센터",406,"3차원 계측장비실","공동기기센터",42.36,"엘지",null,null,null,"천장형(실내기)","2015-2026-0002",220,"15.10","실험실","냉,난방기","1층 남측"]
["에너지센터","406-1","3차원 계측장비실","공동기기센터",42.36,"엘지","lp-c4100s",41000,12000,"천장형(실내기)","2005-1174-0006",220,"04.04","실험실","냉,난방기"]
["에너지센터",407,"열 물성 측정실","공동기기센터",71.28,"엘지","lp-c4100s",41000,12000,"천장형(실내기)","2005-1174-0007",220,"04.04","실험실","냉,난방기"]
["에너지센터","407","열 물성 측정실","공동기기센터",53.31,"엘지","lp-c4100s",41000,12000,"천장형(실내기)","2005-1174-0008",220,"04.04","실험실","냉,난방기"]
["에너지센터","408","미세구조 분석실","공동기기센터",18.23,"엘지","lp-c4100s",41000,12000,"천장형(실내기)","2005-1174-0009",220,"04.04","실험실","냉,난방기"]
["에너지센터","409","X-선 회절 분석실","공동기기센터",42.38,"엘지","lp-c4100s",41000,12000,"천장형(실내기)","2005-1174-0011",220,"04.04","실험실","냉,난방기"]
["에너지센터","410","공동기기센터 행정실","공동기기센터",48.84,"엘지","lp-c4100s",41000,12000,"천장형(실내기)","2005-1174-0012",220,"04.04","행정실","냉,난방기"]
["에너지센터","옥탑층","옥상",null,null,"엘지","LRP-N2900B",29000,9500,"ehp 실외기",null,380,"04.04","실험실","멀티(냉,난방)","옥상"]
["에너지센터","508-2","분자과학기술연구센터","연구팀",210.21]
["에너지센터","508-3","- 광­의료 융합 기술 연구센터"]
["에너지센터","509","- ITRC 연구센터","중앙전산원",91.01]
["에너지센터","510","PC 실습실","중앙전산원",83.79]
["에너지센터","511","에너지 기후변화 연구실","에너지시스템학과",61.74]
["에너지센터","512","보관실","에너지시스템학과",21.42]
["에너지센터","513","분자과학기술학과","분자과학기술학과",41.58]
["에너지센터","514","연구팀","연구팀",83.79,null,"sfc-30s",null,null,null,"1998-2033-0001",null,"98.08","실험실","스텐드휀코일"]
["에너지센터",319,"분자세포신호전달연구실","에너지시스템학과",{"$nulls":6},"2012-1024-0001",null,"12.07"]
["에너지센터","옥탑층","승강기실","시설팀/전기",null,"삼성","af-cc232b",8300,2500,"슬립형","2011-2060-0027",220,"11.06","시설(장비)"]
["체육관","B1","설비(사무실)","시설팀/설비",null,"엘지","lp-133cg",4050,1400,"슬립형",null,220,"99.03","행정실"]
["체육관","B1","발전실","시설팀/전기",null,"캐리어","cp-a180vwa",7200,2100,"슬립형","2007-1370-0001",220,"07.12","시설(장비)"]
["체육관","B1","변전실","시설팀/전기",null,"엘지","lp-302css",7100,2400,"슬립형",null,220,"98.06","시설(장비)"]
["체육관","B101","기계실(555.12)","시설팀",0]
["체육관","B103","스쿼시장","총무팀",147.96,null,"공조기있음"]
["체육관","B104","조경","총무팀",0]
["체육관","101-1","PC 119센터 사무실","중앙전산원",32.880000000000003,"범양","svs3094",{"$nulls":4},220,null,"행정실"]
["체육관","101-2","락커룸(여)","환경미화 등",22.62]
["체육관","102","샤워실(여)","총무팀",27.32]
["체육관","103","샤워실(남)","총무팀",27.07]
["체육관","105","선수대기실/샤워실","총무팀",54.36]
["체육관","106","창고1","총무팀",27.18]
["체육관","107","세미나실","총무팀",82.3,"캐리어","cp-503axbkp",14500,4500,"중형","2007-2119-0001",380,"07.08","행정실"]
["체육관","109","관리실","총무팀",30.31,"엘지","lp-303x",7100,2650,"슬립형",null,220,"99.11","행정실","공기조화기"]
["체육관","112","창고2",null,31.08]
["체육관","116","준비실","총무팀",31.08,"엘지","pw0601r2s",6000,200,"스텐드","2017-1070-0010",220,"17.05","행정실","냉,난방기"]
["체육관","118","의전실","총무팀",67.12,"엘지","lp-552cs",12500,4600,"중형",null,380,"99.04","행정실"]
["체육관","130","체육관강당","총무팀",2019.3,"엘지","lpnc3008sr",30000,12500,"대형","2015-1060-0002",380,"15.05","복지시설","15.05.22(신설)"]
["체육관","130","체육관강당","총무팀",2019.3,"엘지","lpnc3008sr",30000,12500,"대형","2015-1060-0003",380,"15.05","복지시설","15.05.22(신설)"]
["체육관","130","체육관강당","총무팀",2019.3,"엘지","lpnc3008sr",30000,12500,"대형","2015-1060-0004",380,"15.05","복지시설","15.05.22(신설)"]
["체육관","130","체육관강당","총무팀",2019.3,"엘지","lpnc3008sr",30000,12500,"대형","2015-1060-0005",380,"15.05","복지시설","15.05.22(신설)"]
["체육관","130","체육관강당","총무팀",2019.3,"엘지","lpnc3008sr",30000,12500,"대형","2015-1060-0006",380,"15.05","복지시설","15.05.22(신설)"]
["체육관","130","체육관강당","총무팀",2019.3,"엘지","lpnc3008sr",30000,12500,"대형","2015-1060-0007",380,"15.05","복지시설","15.05.22(신설)"]
["체육관","130","체육관강당","총무팀",2019.3,"엘지","lpnc3008sr",30000,12500,"대형","2015-1060-0008",380,"15.05","복지시설","15.05.22(신설)"]
["체육관","130","체육관강당","총무팀",2019.3,"엘지","lpnc3008sr",30000,12500,"대형","2015-1060-0009",380,"15.05","복지시설","15.05.22(신설)"]
["체육관","201","관람석","총무팀",1489.22]
["체육관","202","연습실","총무팀",128.08000000000001,"캐리어","cp-605ax",17700,5600,"중형",null,380,"08.07","복지시설"]
["체육관","204","체력단련실","총무팀",15.48]
["체육관","204-1","창고1","총무팀",26.82]
["체육관","205","체력단련실","총무팀",126.9,"엘지","lp-552cs",12500,4600,"중형","2004-1054-0003",380,"04.03","복지시설"]
["체육관","206","체력단련실","총무팀",128.07,"엘지","lp-552cs",12500,4600,"중형",null,380,"99.04","복지시설"]
["체육관","212","창고","총무팀",39.78,"캐리어","ca-151kp",4500,1550,"슬립형","1999-2076-0001",220,"98.08","복지시설"]
["체육관","213","방송조명실","총무팀",25.74,"엘지","lp-302css",7100,2400,"슬립형",null,220,"96.06","복지시설"]
["체육관","292","화장실",null,34.65]
["서관","101","물리화학실험실","화학공학과(대학)",122.51,"캐리어","CP-405Aa",13000,4300,"중형","2008-1227-0001",220,"08.08","실험실"]
["서관","102","표면공정연구실","화학공학과",40.840000000000003,"삼성","AIXBHF025B1",7200,2250,"천장형(실내기)","2009-1224-0001",220,"09.09","실험실","냉방전용","1층 남측"]
["서관","103","권오필 교수연구실","응용화학생명공학과",27.22,"캐리어","cs-081ade",3200,870,"벽걸이","2006-1136-0028",220,"06.08","교수실"]
["서관","104","김문석 교수연구실","응용화학생명공학과",27.22,"캐리어","cs-081ade",3200,870,"벽걸이",null,220,"05.04","교수실"]
["서관","105","김상욱 교수연구실","응용화학생명공학과",27.22,"캐리어","cs-081ade",3200,870,"벽걸이","2006-1136-0001",220,"06.08","교수실"]
["서관","106","정밀화학실험준비실","응용화학생명공학과",27.22,"만도","das-076n",null,null,"벽걸이","2003-9014-0001",220,"04.02","실험실"]
["서관","107","강의실","교무팀",108.9,"캐리어","cp-405a",13000,4300,"중형",null,220,"08.02","강의실"]
["서관","107","강의실","교무팀",null,"캐리어","cp-405a",13000,4300,"중형",null,220,"08.02","강의실"]
["서관","108-1","전기화학연구실","응용화학생명공학과",54.45,"센추리",null,null,null,"항온항습기",null,null,null,"실험실","항온항습기"]
["서관","108-2","고분자연구실3","응용화학생명공학과",54.45,"캐리어","cp-230ha",8300,2600,"슬립형","2007-9022-0001",220,"07.07","실험실"]
["서관","131","나노재료실험실","응용화학생명공학과",53.79,"엘지","snc083baw",2300,650,"벽걸이","2010-9036-0001",220,"10.07","실험실"]
["서관","131-1","나노재료연구실","응용화학생명공학과",15.18,"엘지","fnc153kacw",6000,1680,"슬립형","2010-9036-0002",220,"10.07","실험실"]
["서관","132","유기화학실험실","응용화학생명공학과",107.58,"엘지","TVW1101M2S",11000,3400,"천장형(실내기)","2016-1127-0010",220,"17.02","실험실","냉,난방기","1층 북측"]
["서관","132","유기화학실험실","응용화학생명공학과",null,"엘지","TVW1101M2S",11000,3400,"천장형(실내기)","2016-1127-0028",220,"17.02","실험실","냉,난방기","1층 북측"]
["서관","134","환경공학전공실험실","환경안전공학과",107.58,{"$nulls":9},"없음"]
["서관","134-1","환경화학실험준비실","환경안전공학과",34.65,{"$nulls":9},"없음"]
["서관","135","강의실","교무팀",107.58,"캐리어","cp-405a",13000,4300,"중형",null,220,"08.01","강의실"]
["서관","136","환경공학실험실습준비실","환경안전공학과",53.79,{"$nulls":9},"없음"]
["서관","137","환경안전공학과 대학원생연구실","환경공학과",53.79,"엘지","lsnc102dq",4000,1140,"벽걸이","2006-1273-0001",220,"06.12","실험실"]
["서관",137,"화학물질 공정안전연구실","환경공학과",null,"삼성","ar-cp103a",4000,1285,"벽걸이","2012-1080-0002",220,"12.07","실험실"]
["서관","137-1",null,"환경공학과",21.95,"삼성","ar-cp103a",4000,1285,"벽걸이","2012-1080-0009",220,"12.07","실험실"]
["서관","138","미화반대기실(19.14)","환경미화 등",0]
["서관","201","신치범 교수연구실","화학공학과(대학)",27.22,"캐리어","csv-074pq",3600,null,"벽걸이",null,220,"16.05","교수실"]
["서관","202","김창구 교수연구실","화학공학과(대학)",27.22,"엘지","ls-067cbm",2300,650,"벽걸이","2009-9007-0001",220,"09.08","교수실"]
["서관","203","박명준 교수연구실","화학공학과(대학)",27.22,"캐리어","cs-081ade",3200,870,"벽걸이",null,220,"06.08","교수실"]
["서관","204","박은덕 교수연구실","화학공학과(대학)",27.22,"캐리어","cs-093gs",3550,1350,"벽걸이",null,220,"98.02","교수실"]
["서관","205-1","주동표 교수연구실","화학공학과(대학)",27.22,"삼성","ar-m10lcc",4000,1285,"벽걸이","2009-2137-0001",220,"09.10","교수실"]
["서관","205-2","서경원 교수연구실","화학공학과(대학)",27.22,"캐리어","cs0081ade",3200,870,"벽걸이","2006-1154-0005",220,"06.09","교수실"]
["서관","206","화학전공사무실","화학공학과(대학)",54.45,"캐리어","dap-016ldg",6100,2050,"슬립형","1997-3513-0064",220,"97.03","행정실"]
["서관","207","촉매 및 표면 연구실","응용화학생명공학과",54.45,"캐리어","cp-121ma",4700,1500,"슬립형","1999-9099-0001",220,"00.02","실험실"]
["서관","207","촉매 및 표면 연구실","응용화학생명공학과",null,"엘지","lp-q1000vp",10000,3200,"스텐드","2017-1085-0001",220,"17.08","실험실"]
["서관","208","고분자연구실ⅠI/기능성 유기소재 연구실","응용화학생명공학과",54.45,"캐리어","cp-230mab",8300,2600,"슬립형","2008-1190-0001",220,"08.07","실험실"]
["서관",208,null,null,null,"엘지","fq19m7wna",7700,1600,"천장형(실내기)","2017-1072-0001",220,"17.08","실험실","냉,난방기","1층 북측"]
["서관","209","고분자연구실Ⅰ","응용화학생명공학과",54.45,"엘지","lsnc062bf",2300,610,"벽걸이","2006-9045-0001",220,"06.09","실험실"]
["서관","210","촉매합성실험준비실","응용화학생명공학과",27.22,{"$nulls":9},"없음"]
["서관","210","촉매합성실험준비실","응용화학생명공학과",null,"엘지","fzq160mkmw",6500,1970,"슬립형","2015-9106-0001",220,"15.12","실험실"]
["서관","211","고분자합성실험준비실","응용화학생명공학과",27.22,"삼성","ar-cp81b",3200,907,"벽걸이",null,220,"10.05","실험실"]
["서관",211,"고분자합성실험준비실","응용화학생명공학과",null,"캐리어","cs-082pd",3200,889,"벽걸이",null,220,"02.06","실험실"]
["서관","212","고형폐기물실험실","환경안전공학과",81.67,"엘지","lpnq-1000vp",11000,3670,"슬립형","2015-2032-0001",220,"15.12","실험실"]
["서관","212-1","고형폐기물실험실","환경안전공학과",27.22,"삼성","ar-cp103a",4000,1285,"벽걸이","2012-1086-0013",220,"12.12","실험실"]
["서관","231","공정시스템공학연구실","화학공학과",26.9]
["서관","232","공정시스템공학연구실","화학공학과",26.89,"캐리어","cp-283ma",10000,3250,"슬립형","2004-1092-0001",220,"04.06","실험실"]
["서관","233-4","기기실","응용화학생명공학과",53.79,"엘지","lt-w903sm",9000,3200,"천장형(실내기)","2016-1127-0017",220,"17.02","실험실","냉,난방기","1층 북측"]
["서관","233-1","기기실","응용화학생명공학과",26.56,"엘지","lpnx603x",6000,1650,"슬립형",null,220,"05.06","실험실"]
["서관","233-2","기기실","응용화학생명공학과",null,"삼성","ar-cp81b",3200,907,"벽걸이",null,220,"10.06","실험실"]
["서관","233-2","기기실","응용화학생명공학과",27.22,"삼성","ar-cp141a",5500,1770,"슬립형",null,220,"10.06","실험실"]
["서관","234","김주민 교수연구실","화학공학과(대학)",26.89,"캐리어","cs-a081ama",3200,870,"벽걸이","2008-2029-0001",220,"08.06","실험실"]
["서관","235","기기실","환경안전공학과",26.89,"엘지","lpnc-1308sr",13000,220,"슬립형",null,220,"14.02","실험실"]
["서관","236","재생의학실험실","분자과학기술학과",26.89,"엘지","cs-c100bn",4000,1140,"벽걸이","2004-9126-0001",220,"05.02","실험실"]
["서관","237","기기실","응용화학생명공학과",19.8,"캐리어","cs-a170pso",7000,2290,"슬립형","2007-1296-0001",220,"07.10","실험실"]
["서관","237-1","기기실","응용화학생명공학과",7.09]
["서관","238","응용화학생명공학부 연구교수실","분자과학기술학과",26.89,"캐리어","cs-081ade",3200,870,"벽걸이","2006-1136-0007",220,"06.08","실험실"]
["서관",239,"강의실","기계공학과",null,"엘지","RPUW050S2S","5hp",null,"ehp 실외기",null,380,"17.12","강의실","멀티(냉,난방)","지층"]
["서관",239,"강의실","기계공학과",null,"엘지","R-W0720T2S",7200,3500,"천장형(실내기)",null,220,"17.12","강의실","냉,난방기"]
["서관",239,"강의실","기계공학과",null,"엘지","R-W0720T2S",7200,3500,"천장형(실내기)",null,220,"17.12","강의실","냉,난방기"]
["서관","240","대기오염 실험실","환경안전공학과",53.79,"캐리어","cs-a081amo",3200,870,"벽걸이","2007-1202-0001",220,"07.08","실험실"]
["서관","240-1","대기오염 실험실","환경안전공학과",26.89,{"$nulls":9},"벽거리형"]
["서관",241,"전과정평가 및 슬랫지처리연구실","환경안전공학과",null,"삼성","ar-cp103a",4000,1285,"벽걸이","2012-1080-0010",220,"12.07","실험실"]
["서관","241-1","제품환경 연구실","환경안전공학과",27.22,"삼성","ar-cp103a",4000,1285,"벽걸이",null,220,"12.08","교수실"]
["서관","241-2","제품환경 연구실","환경안전공학과",26.9,"캐리어","cs-a120pso",4700,1800,"슬립형","2007-1162-0001",220,"07.07","실험실"]
["서관","241-2","제품환경 연구실","환경안전공학과",null,"캐리어","cs-a060pso",2300,680,"벽걸이",null,220,"07.03","실험실"]
["서관","241-3","제품환경 연구실","환경안전공학과",51.3,"캐리어","cs-a060pso",2300,680,"벽걸이",null,220,"07.03","실험실"]
["서관","301","S.P.M.실험실","분자과학기술학과",27.22,"엘지","lp-c230sk",8300,2360,"슬립형",null,220,"03.05","실험실"]
["서관","301-1","기능성분자박막연구실","응용화학생명공학과",27.22,"캐리어","cs-081ade",3200,870,"벽걸이","2006-1136-0037",220,"06.08","교수실"]
["서관","302","세미나실","대학원교학팀",54.45,"엘지","lt-w903sm",9000,3200,"천장형(실내기)","2016-1127-0018",220,"17.02","행정실","냉,난방기","옥상"]
["서관","303","강의실","화학공학과",108.9,"엘지","lpnc231sk",8300,2360,"슬립형","2004-1090-0001",220,"04.05","강의실"]
["서관","305","기계공학부 CAE실(305호 ~ 306호)","기계공학과(대학)",107.58,"캐리어","dap-301a",12500,5200,"중형","1999-1060-0009",3801,"99.07","실험실"]
["서관",305,"기계공학부 CAE실(305호 ~ 306호)","기계공학과(대학)",null,"엘지","lp-207cst",6000,1720,"슬립형",null,220,"02.04","실험실"]
["서관","307","기계공학부 전용강의실","교무팀",null,"엘지","RPUW121","9HP",null,"ehp 실외기",null,380,"17.12","강의실","멀티(냉,난방)","옥상"]
["서관","307","기계공학부 전용강의실","교무팀",108.9,"엘지","R-W0830T2S",8300,4100,"천장형(실내기)",null,220,"17.12","강의실","냉,난방기"]
["서관","307","기계공학부 전용강의실","교무팀",null,"엘지","R-W0830T2S",8300,4100,"천장형(실내기)",null,220,"17.12","강의실","냉,난방기"]
["서관","308","세포배양연구실","응용화학생명공학과",54.45,"캐리어","cs-101pc",4000,1280,"벽걸이",null,220,"01.05","실험실"]
["서관","308",null,"응용화학생명공학과",null,"엘지","ls-046cs",1600,450,"벽걸이",null,220,"01.04","실험실"]
["서관","308",null,"응용화학생명공학과",null,"캐리어","cs-a121apo",4700,1500,"벽걸이",null,220,"08.04","실험실"]
["서관","309","심태섭 교수연구실","화학공학과(대학)",27.22,"엘지","sq110bs2w",4200,1430,"벽걸이","2015-1110-0009",220,"15.11","교수실"]
["서관","310","최권영 교수연구실","환경안전공학과",27.22,"캐리어","cs-a081ama",3200,870,"벽걸이","2008-2028-0003",220,"08.05","교수실"]
["서관","311","김순태 교수연구실","환경안전공학과",27.22,"삼성","ar-cp101b",4000,1250,"벽걸이","2010-c047-0001",220,"10.07","교수실"]
["서관","312","송용준 교수연구실","환경안전공학과",27.22,"삼성","ar-cr81wap",3200,907,"벽걸이","2009-2188-0001",220,"10.02","교수실"]
["서관","313","홍민선 교수연구실","환경안전공학과",27.22,"삼성","ar-cp101b",4000,1285,"벽걸이","2010-c040-0001",220,"10.06","교수실"]
["서관","314","신구암 교수연구실","환경안전공학과",27.22,"삼성","ar-cp103a",4000,1285,"벽걸이","2012-1090-0006",220,"12.08","교수실"]
["서관","331","강의실","기계공학과",null,"엘지","RPUW050S2S","5hp",null,"ehp 실외기",null,380,"17.12","강의실","멀티(냉,난방)","옥상"]
["서관","331","강의실","기계공학과",80.680000000000007,"엘지","R-W0720T2S",7200,3500,"천장형(실내기)",null,220,"17.12","강의실","냉,난방기"]
["서관","331","강의실","기계공학과",null,"엘지","R-W0720T2S",7200,3500,"천장형(실내기)",null,220,"17.12","강의실","냉,난방기"]
["서관","332","강의실","교무팀",80.680000000000007,"엘지","lpq-1450vp",14500,4400,"스텐드","2016-1127-0016",220,"17.02","강의실"]
["서관","333","화학공학공정실습studio","화학공학과(대학)",53.79,"삼성","af-cc181b",7200,2150,"슬립형","2009-3157-0029",220,"10.02","실험실"]
["서관","334","강의실","교무팀",53.79,"캐리어","cp-lco5Aa",13000,4300,"중형",null,220,"08.02","강의실"]
["서관","335","제2공동기기실","응용화학생명공학과",53.79,"캐리어","cs-a061ws",2300,660,"벽걸이",null,220,"14.05","실험실"]
["서관","336","응용화학생명공학과","공대-응용화학생명공학과",53.79,"엘지","lp-q1000vp",10000,3200,"스텐드","2017-1070-0026",220,"17.08","실험실","신규설치"]
["서관","336-1",null,"응용화학생명공학과",null,"캐리어","cs-081ast",null,null,null,"2005-2027-0001",220,"05.08","실험실"]
["서관","337","환경공학PC실","환경안전공학과",53.79,"삼성","af-w15qy",6000,1800,"슬립형","2009-1115-0001",220,"09.06","실험실"]
["서관","338","환경화학 및 독성화학 실험실","환경안전공학과",53.79,"엘지","fnc236gaw",8300,2400,"슬립형","2013-1050-0056",220,"13.06","실험실"]
["서관","339","수질관리 연구실","환경안전공학과",53.79,"엘지","lp-157cq",5200,1500,"슬립형","2002-1317-0001",220,"02.12","실험실"]
["서관",340,"수처리공정개발연구실","환경안전공학과",null,"캐리어","cs-101adm",4000,1240,"벽걸이","2007-1162-0002",220,"07.01","실험실"]
["서관","340","수질관리 실험준비실","환경안전공학과",31.84,{"$nulls":9},"없음"]
["서관","340-1","공실","환경안전공학과",21.95]
["서관",null,"변전실","전기실",null,"삼성","hp-q408n",14500,4550,"중형","2001-2060-0024",380,"11.06","시설(장비)"]
["서관","340-2","수처리공정개발연구실","환경안전공학과",null,"캐리어","ls-a060pso",2300,680,"벽걸이","2005-1202-0001","220","07.07","실험실"]
["학군단",100,"강의실","교무팀",null,"캐리어","dap-201bc",7100,2640,"슬립형",null,220,"98.02","강의실"]
["학군단",100,"강의실","교무팀",null,"캐리어","dap-201bc",7100,2640,"슬립형",null,220,"98.02","강의실"]
["학군단","101","후보생자율학습실","학생군사교육단",36.549999999999997]
["학군단","102","4학년 훈육관실1","학생군사교육단",18.07,"캐리어","cs-063ps",2300,620,"벽걸이",null,220,"04.08","행정실"]
["학군단","103","생활관","학생군사교육단",18.07,"대우","doz-1206g",3500,1350,"벽걸이",null,220,12.08,"행정실"]
["학군단","104","예비군사무실","예비군연대",36.68,"엘지","fc237gaw",8300,2500,"스텐드","2016-2090-0001",220,"16.08","행정실"]
["학군단","105","4학년 생활지도실1","학생군사교육단",53.86]
["학군단","106","예비군연대장실","학생군사교육단",{"$nulls":9},"행정실","스텐드"]
["학군단",107,"예비군연대장실","환경미화 등",17.82,"캐리어","CS-081PS",3200,1100,"벽걸이","2005-2039-0001",220,"05.07","행정실"]
["학군단","108","강의실1","교무팀",187.92]
["학군단","201","단장실","학생군사교육단",36.549999999999997]
["학군단","202","단장실","학생군사교육단",18.07,"캐리어","cp-a120mab",4700,1480,"슬립형",null,220,"08.03","행정실"]
["학군단","203","행정실(행정보급실)","학생군사교육단",18.07,"캐리어","cs-a121apo",4700,1500,"벽걸이","2008-2106-0003",220,"08.11","행정실"]
["학군단","204","행정실","학생군사교육단",36.68,"캐리어","cp-a184sal",7200,2190,"슬립형",null,220,"14.05","행정실"]
["학군단","205","3학년 생활지도실2","학생군사교육단",53.87]
["학군단","206","3학년 훈육관실2","학생군사교육단",17.82]
["학군단","207","자치위원실(4학년)","학생군사교육단",17.82]
["학군단","208","강의실2","교무팀",194.4,"캐리어","dap-201bc",7100,2640,"슬립형","1997-3482-0005",220,"98.02","강의실"]
["학군단","208","강의실2","교무팀",194.4,"캐리어","dap-201bc",7100,2640,"슬립형","1997-3482-0004",220,"97.08","강의실"]
["학군단","209","자치위원실(3학년)","학생군사교육단",10.08]
["학군단","210","교육자료실","학생군사교육단",10.4]
["학군단","301","시청각실","학생군사교육단",10.4]
["학군단","B101","체육실","학생군사교육단",156.31,"캐리어","cp-181ha",7200,2400,"슬립형","2001-1084-0009",220,"01.06","복지시설"]
["학군단","B102","다목적실","학생군사교육단",36.4]
["학군단","B104","창고","학생군사교육단",11.02]
["학군단","B105","창고","학생군사교육단",19.04]
["학군단","B106","체력단련실","학생군사교육단",24.95]
["축구부숙소","101","응접실","학생지원팀",14.85]
["축구부숙소","102","감독침실","학생지원팀",11.55,"삼성","ar-cm63b",2300,650,"벽걸이",null,220,"12.05","복지시설"]
["축구부숙소","102-1","욕실","학생지원팀",8.25]
["축구부숙소","103","회의실","학생지원팀",29.7,"캐리어"]
["축구부숙소","104","목욕탕","학생지원팀",32.35]
["축구부숙소","104-1","탈의실","학생지원팀",17.920000000000002]
["축구부숙소","105","주방","학생지원팀",14.85]
["축구부숙소","105-1","관리인실","학생지원팀",7.92,"삼성","as-g611",2300,600,"벽걸이","2004-9001-0009",220,"04.12","복지시설"]
["축구부숙소","105-2","창고","학생지원팀",6.93]
["축구부숙소","106","식당","학생지원팀",34.65,"캐리어","cp-231ma",8300,2700,"슬립형","2001-1087-0001",220,"01.06","복지시설"]
["축구부숙소","106-1","컴퓨터실(회의실)","학생지원팀",null,"캐리어","dap-013lcf1",5000,1820,"슬립형","1997-3651-0001",220,"97.01","복지시설"]
["축구부숙소","107","창고","학생지원팀",7.56]
["축구부숙소","201","방","학생지원팀",14.85,"삼성","as-g611",2300,600,"벽걸이","2004-9001-0001",220,"04.12","복지시설"]
["축구부숙소","202","방","학생지원팀",14.85,"삼성","as-g611",2300,600,"벽걸이","2004-9001-0002",220,"04.12","복지시설","스티커확인"]
["축구부숙소","203","방","학생지원팀",14.85,"삼성","as-g611",2300,600,"벽걸이","2004-9001-0003",220,"04.12","복지시설"]
["축구부숙소","204","방","학생지원팀",14.85,"삼성","as-g611",2300,600,"벽걸이","2004-9001-0004",220,"04.12","복지시설"]
["축구부숙소","205","큰방","학생지원팀",29.7,"삼성","as-g811",3200,850,"벽걸이","2004-9002-0001",220,"04.08","복지시설"]
["축구부숙소","206","방(코치실)","학생지원팀",14.85,"삼성","as-cmb",2300,650,"벽걸이",null,220,"04.12","복지시설"]
["축구부숙소","207","방","학생지원팀",14.85,"삼성","as-g611",2300,600,"벽걸이","2004-9001-0005",220,"04.12","복지시설"]
["축구부숙소","208","방","학생지원팀",14.85,"삼성","as-g611",2300,600,"벽걸이","2004-9001-0006",220,"04.12","복지시설"]
["축구부숙소","209","방","학생지원팀",14.85,"삼성","as-g611",2300,600,"벽걸이","2004-9001-0007",220,"04.12","복지시설"]
["축구부숙소","210","방","학생지원팀",14.85,"캐리어","cs-061ps",2300,600,"벽걸이","2004-9001-0008",220,"04.12","복지시설"]
["축구부숙소","B101","체력단련실","학생지원팀",61.02]
["전기실","101","사무실","시설팀/전기",82.24,"캐리어","cp-504ax",14500,5800,"중형","2001-1084-0014",380,"01.06","시설(장비)"]
["전기실",103,"변전실","시설팀/전기",null,"캐리어","cp-751a",21000,7900,"중형","2001-2017-0001",380,"01.04","행정실"]
["전기실",103,"변전실","시설팀/전기",269,"삼성","ap-g831n",30000,12000,"대형","2011-2060-0021",380,"11.06","시설(장비)"]
["전기실",103,"변전실","시설팀/전기",null,"엘지","kpnc300sr",30000,12500,"대형","2013-1080-0025",380,"13.08","시설(장비)"]
["전기실",103,"변전실","시설팀/전기",null,"엘지","ltoq600sp",7200,2500,"천장형(실내기)","2015-1080-0358",220,"15.08","행정실","냉방전용","1층 남측"]
["정문수위실","101","수위실","총무팀",50,{"$nulls":8},"외부업체"]
["캠퍼스플라자","101","㈜대복","외부업체",72.239999999999995,"캐리어","DAS077N",2750,900,"벽걸이","관리번호 없음","220","96.02","강의실"]
["캠퍼스플라자",null,"경비실","총무팀",null,"엘지","snc0608m2w",2300,680,"벽걸이","2015-2080-0001","220","15.08","행정실"]
["캠퍼스플라자",102,null,"창원지원팀",null,"엘지","rpuw050s2s",null,null,"ehp 실외기","2017-2050-0028","380","17.04","행정실","멀티(냉,난방)","1층 지층"]
["캠퍼스플라자",102,null,"창원지원팀",null,"엘지","r-w072t2s",7200,3580,"천장형(실내기)","2017-2050-0019","220","17.08","행정실","냉,난방기"]
["캠퍼스플라자",102,null,"창원지원팀",null,"엘지","r-w072t2s",7200,3580,"천장형(실내기)","2017-2050-0029","220","17.08","행정실","냉,난방기"]
["캠퍼스플라자",102,null,null,null,"엘지",null,null,null,"ehp 실외기","2017-2050-0028","380","17.08","행정실","멀티(냉,난방)","1층 지층"]
["캠퍼스플라자",102,null,"창원지원팀",null,"엘지","r-w072t2s",7200,3580,"천장형(실내기)","2017-2050-0019","220","17.08","행정실","냉,난방기"]
["캠퍼스플라자",102,null,"창원지원팀",null,"엘지","r-w072t2s",7200,3580,"천장형(실내기)","2017-2050-0029","220","17.08","행정실","냉,난방기"]
["캠퍼스플라자",105,"원스톱 창업상담실","외부업체",58.04,"삼성",null,null,null,"천장형(실내기)",null,220,null,"외부업체","냉,난방기"]
["캠퍼스플라자",106,"투썸플레이스(이수진)","외부업체",60.04]
["캠퍼스플라자",107,"오픈오피스","창원지원팀",null,"엘지","rpuw050s2s",null,null,"ehp 실외기",null,380,"17.04","행정실","멀티(냉,난방)","1층 지층"]
["캠퍼스플라자",107,"오픈오피스","창원지원팀",87.37,"엘지","r-w0720t2s",null,null,"천장형(실내기)",null,220,"17.04","행정실","냉,난방기"]
["캠퍼스플라자",107,"오픈오피스","창원지원팀",87.37,"엘지","r-w0720t2s",null,null,"천장형(실내기)",null,220,"17.04","행정실","냉,난방기"]
["캠퍼스플라자",108,"㈜대복","외부업체",153,"캐리어","SFC-75S",null,400,null,"1998-2033-0004","220","98.07","행정실"]
["캠퍼스플라자",109,"㈜대복","외부업체",73.849999999999994]
["캠퍼스플라자",201,"㈜대복","기획팀",40.950000000000003]
["캠퍼스플라자","201-1","㈜대복","외부업체",30.87]
["캠퍼스플라자",202,"㈜대복","외부업체",30.6]
["캠퍼스플라자",202,"외부업체(식당)",{"$nulls":6},"천장형(실내기)",null,220,null,"외부업체","냉,난방기","1층 남측"]
["캠퍼스플라자",204,"투썸플레이스(이수진)","외부업체",62.69]
["캠퍼스플라자","204-1","투썸플레이스(이수진)","외부업체",55.18]
["캠퍼스플라자",205,"투썸플레이스(이수진)","외부업체",75.58]
["캠퍼스플라자","205-1","투썸플레이스(이수진)","외부업체",28.94]
["캠퍼스플라자",206,"㈜대복","외부업체",72.8]
["캠퍼스플라자",207,"㈜대복","외부업체",31.85]
["캠퍼스플라자",208,"㈜대복","외부업체",72.52]
["캠퍼스플라자","209","㈜대복","외부업체",30.5]
["캠퍼스플라자",210,"㈜대복","외부업체",23.43]
["캠퍼스플라자","211","㈜대복","외부업체",49.28]
["캠퍼스플라자",212,"㈜대복","외부업체",64.599999999999994]
["캠퍼스플라자",213,"㈜대복","외부업체",60.6,{"$nulls":9},"불용에어콘"]
["캠퍼스플라자",301,"창원지원팀","창원지원팀",null,"엘지","rpuw141x9p","9hp",null,"ehp 실외기","2017-2050-0013","380","17.04","행정실","멀티(냉,난방)","3층남측베란다"]
["캠퍼스플라자","301","창원지원팀","창원지원팀",56.34,"엘지","r-w0600t2s",6000,3900,"천장형(실내기)","2017-2050-0023","220","17.04","행정실","냉,난방기"]
["캠퍼스플라자","301","창원지원팀","창원지원팀",null,"엘지","r-w0600t2s",6000,3900,"천장형(실내기)","2017-2050-0011","220","17.04","행정실","냉,난방기"]
["캠퍼스플라자","302","창원지원팀","창원지원팀",73.2,"엘지","r-w01000t2s",6000,3900,"천장형(실내기)","2017-2050-0014","220","17.04","행정실","냉,난방기"]
["캠퍼스플라자","302","창원지원팀","창원지원팀",null,"엘지","r-w01000t2s",6000,3900,"천장형(실내기)","2017-2050-0027","220","17.04","행정실","냉,난방기"]
["캠퍼스플라자",302,"창원지원팀","창원지원팀",33.04,"엘지","r-w0720t2s",6000,3900,"천장형(실내기)","2017-2050-0007","220","17.04","행정실","냉,난방기"]
["캠퍼스플라자",303,"창원지원팀","창원지원팀",null,"엘지","rpuw121","9hp",null,"ehp 실외기","2017-2050-0008","380","17.04","행정실","멀티(냉,난방)","3층남측베란다"]
["캠퍼스플라자",303,"창원지원팀","창원지원팀",95.76,"엘지","r-w0830t2s",6000,3900,"천장형(실내기)","2017-2050-0017","220","17.04","행정실","냉,난방기"]
["캠퍼스플라자",303,"창원지원팀","창원지원팀",null,"엘지","r-w0830t2s",6000,3900,"천장형(실내기)","2017-2050-0025","220","17.04","행정실","냉,난방기"]
["캠퍼스플라자",304,"창원지원팀","창원지원팀",75.8,"엘지","r-w0830t2s",6000,3900,"천장형(실내기)","2017-2050-0009","220","17.04","행정실","냉,난방기"]
["캠퍼스플라자",304,"창원지원팀","창원지원팀",null,"엘지","r-w0830t2s",6000,3900,"천장형(실내기)","2017-2050-0015","220","17.04","행정실","냉,난방기"]
["캠퍼스플라자",304,"창원지원팀","창원지원팀",null,"엘지","r-w0830t2s",6000,3900,"천장형(실내기)","2017-2050-0008","220","17.04","행정실","냉,난방기"]
["캠퍼스플라자",306,"창원지원팀","창원지원팀",null,"엘지","rpuw121",null,null,"ehp 실외기","2017-2050-0026","380","17.04","행정실","멀티(냉,난방)","3층남측베란다"]
["캠퍼스플라자","306","창원지원팀","창원지원팀",136.49,"엘지","r-w0830t2s",8300,3600,"천장형(실내기)","2017-2050-0021","220","17.04","행정실","냉,난방기"]
["캠퍼스플라자",307,"창원지원팀","창원지원팀",null,"엘지","r-w0830t2s",8300,3600,"천장형(실내기)","2017-2050-0016","220","17.04","행정실","냉,난방기"]
["캠퍼스플라자","307","창원지원팀","창원지원팀",87.37,"엘지","r-w0830t2s",8300,3600,"천장형(실내기)","2017-2050-0022","220","17.04","행정실","냉,난방기"]
["캠퍼스플라자","307","창원지원팀","창원지원팀",null,"엘지","r-w0830t2s",8300,3600,"천장형(실내기)","2017-2050-0018","220","17.04","행정실","냉,난방기"]
["캠퍼스플라자","401","연구마을",null,31.06,"엘지","tuwo600p2s",6000,1800,"천장형(실내기)",null,"220","16.06","외부업체","냉,난방기"]
["캠퍼스플라자",307,"창원지원팀","창원지원팀",null,"엘지","rpuw141","9hp",null,"ehp 실외기","2017-2050-0006","380","17.04","행정실","멀티(냉,난방)","3층남측베란다"]
["캠퍼스플라자",307,"창원지원팀","창원지원팀",56.34,"엘지","r-w0600t2s",8300,3600,"천장형(실내기)","2017-2050-0030","220","17.04","행정실","냉,난방기"]
["캠퍼스플라자",307,"창원지원팀","창원지원팀",null,"엘지","r-w0600t2s",8300,3600,"천장형(실내기)","2017-2050-0020","220","17.04","행정실","냉,난방기"]
["캠퍼스플라자",307,"창원지원팀","창원지원팀",null,"엘지","r-w0830t2s",8300,3600,"천장형(실내기)","2017-2050-0012","220","17.04","행정실","냉,난방기"]
["캠퍼스플라자",308,"창원지원팀","창원지원팀",null,"엘지","r-w01000t2s",8300,3600,"천장형(실내기)","2017-2050-0031","220","17.04","행정실","냉,난방기"]
["캠퍼스플라자",308,"창원지원팀","창원지원팀",null,"엘지","r-w01000t2s",8300,3600,"천장형(실내기)","2017-2050-0010","220","17.04","행정실","냉,난방기"]
["캠퍼스플라자","402","연구마을",null,26.13,"엘지","lt-w723sp",7200,2600,"천장형(실내기)","2016-1060-0032","220","16.06","외부업체","냉,난방기"]
["캠퍼스플라자","403","연구마을",null,26.47,"엘지","lt-w603sp",6000,2150,"천장형(실내기)","2016-1060-0033","220","16.06","외부업체","냉,난방기"]
["캠퍼스플라자","404","연구마을",null,27.87,"엘지","lt-w603sp",6000,2150,"천장형(실내기)","2016-1060-0034","220","16.06","외부업체","냉,난방기"]
["캠퍼스플라자","405","연구마을",null,25.9,"엘지","lt-w603sp",6000,2150,"천장형(실내기)","2016-1060-0035","220","16.06","외부업체","냉,난방기"]
["캠퍼스플라자","406","연구마을",null,49.69,"엘지","lt-w603sp",6000,2150,"천장형(실내기)","2016-1060-0036","220","16.06","외부업체","냉,난방기"]
["캠퍼스플라자",407,"연구마을",null,null,"엘지","lt-w603sp",6000,2150,"천장형(실내기)","2016-1060-0037","220","16.06","외부업체","냉,난방기"]
["캠퍼스플라자",408,"연구마을",null,22.4,"엘지","lt-w603sp",6000,2150,"천장형(실내기)","2016-1060-0038","220","16.06","외부업체","냉,난방기"]
["캠퍼스플라자",409,"연구마을",null,22.4,"엘지","lt-w603sp",6000,2150,"천장형(실내기)","2016-1060-0039","220","16.06","외부업체","냉,난방기"]
["캠퍼스플라자",410,"연구마을",null,52.96,"엘지","lt-w603sp",6000,2150,"천장형(실내기)","2016-1060-0040","220","16.06","외부업체","냉,난방기"]
["캠퍼스플라자",411,"연구마을",null,26.13,"엘지","lt-w723sp",7200,2600,"천장형(실내기)","2016-1060-0041","220","16.06","외부업체","냉,난방기"]
["캠퍼스플라자",412,"연구마을",null,56.34,"엘지","lt-w603sp",6000,2150,"천장형(실내기)","2016-1060-0042","220","16.06","외부업체","냉,난방기"]
["캠퍼스플라자",413,"연구마을",null,27.87,"엘지","lt-w603sp",6000,2150,"천장형(실내기)","2016-1060-0043","220","16.06","외부업체","냉,난방기"]
["캠퍼스플라자",414,"연구마을",null,26.06,"엘지","lt-w603sp",6000,2150,"천장형(실내기)","2016-1060-0044","220","16.06","외부업체","냉,난방기"]
["캠퍼스플라자",415,"연구마을",null,49.69,"엘지","lt-w603sp",6000,2150,"천장형(실내기)","2016-1060-0045","220","16.06","외부업체","냉,난방기"]
["캠퍼스플라자",416,"연구마을",null,35.49,"엘지","lt-w603sp",6000,2150,"천장형(실내기)","2016-1060-0046","220","16.06","외부업체","냉,난방기"]
["캠퍼스플라자",417,"연구마을",null,35.49,"엘지","lt-w603sp",6000,2150,"천장형(실내기)","2016-1060-0047","220","16.06","외부업체","냉,난방기"]
["캠퍼스플라자",418,"연구마을",null,17.829999999999998,"엘지","lt-w603sp",6000,2150,"천장형(실내기)","2016-1060-0048","220","16.06","외부업체","냉,난방기"]
["캠퍼스플라자",419,null,null,null,"엘지","lt-w603sp",6000,2150,"천장형(실내기)","2016-1060-0049","220","16.06","외부업체","냉,난방기"]
["캠퍼스플라자",420,"연구마을",null,null,"엘지","lt-w603sp",6000,2150,"천장형(실내기)","2016-1060-0050","220","16.06","외부업체","냉,난방기"]
["캠퍼스플라자",421,"연구마을"]
["캠퍼스플라자",422,"연구마을",null,20.079999999999998,"엘지","lt-w603sp",6000,2150,"천장형(실내기)","2016-1060-0060","220","16.06","외부업체","냉,난방기"]
["캠퍼스플라자",null,"통신실(31.06)","환경미화 등",0]
["캠퍼스플라자",501,"강의실","어학교육원",37.68,"삼성","as-g1412",5280,1700,"슬립형","2003-1038-0001",220,"03.03","행정실"]
["캠퍼스플라자",501,"강의실","어학교육원",null,"삼성","ap-l233ir",8300,2380,"슬립형",null,"220","02.12","행정실"]
["캠퍼스플라자",502,"강의실","어학교육원",32,"삼성","as-g1412",5280,1700,"벽걸이","2003-1038-0006",220,"03.03","행정실"]
["캠퍼스플라자",502,"강의실","어학교육원"]
["캠퍼스플라자",503,"강의실","어학교육원",32.96,"삼성","as-g1412",5280,1700,"벽걸이","2003-1038-0007",220,"03.03","행정실"]
["캠퍼스플라자",503]
["캠퍼스플라자",504]
["캠퍼스플라자",505,"창업지원동아리(창업카페)",null,32.979999999999997,"삼성","as-g1412",5280,1700,"슬립형","2003-1038-0009",220,"03.03","동아리"]
["캠퍼스플라자",506,"창업지원동아리(위앱, 제네시스)",null,29.51,"엘지","lsc061fb",2300,1350,"벽걸이","관리번호 없음",220,"03.03","동아리"]
["캠퍼스플라자",507,null,null,null,"엘지","lsc0618b",2300,1350,"벽걸이",null,220,"03.03","행정실"]
["캠퍼스플라자",508,"창업지원동아리(A-LAB, 인액터스아주)",null,22.88,"엘지","lsc061fb",2300,1350,"벽걸이","관리번호 없음",220,"03.03","동아리"]
["캠퍼스플라자",509,"창업지원동아리(원천동밸리)",null,30.64,"엘지","lsc061fb",2300,1350,"벽걸이","관리번호 없음",220,"03.03","동아리"]
["캠퍼스플라자",510,"강사실","어학교육원",44.74,"삼성","as-r1711",7000,2100,"벽걸이","2003-1038-0010",220,"03.08","행정실"]
["캠퍼스플라자",510,"강사실","어학교육원",44.74,"엘지","lsc061fb",2300,1350,"벽걸이","관리번호 없음",220,"03.03","행정실"]
["캠퍼스플라자",511,"세미나실","아주심리상담센터",59.6,"엘지","lsc061fb",2300,1350,"벽걸이","관리번호 없음",220,"03.03","행정실"]
["캠퍼스플라자",512,"상담실","아주심리상담센터",13.57,"엘지","lsc061fb",2300,1350,"벽걸이","관리번호 없음",220,"03.03","행정실"]
["캠퍼스플라자",513,"상담실","아주심리상담센터",16.32,"엘지","lsc061fb",2300,1350,"벽걸이","관리번호 없음",220,"03.03","행정실"]
["캠퍼스플라자",514,"상담실 소장실","아주심리상담센터",10.220000000000001,"엘지","lsc061fb",2300,1350,"벽걸이","관리번호 없음",220,"03.03","행정실"]
["캠퍼스플라자",515,"상담실","아주심리상담센터",18.54]
["캠퍼스플라자",516,"행동평가실","아주심리상담센터",9.3000000000000007]
["캠퍼스플라자",517,"상담실","아주심리상담센터",9.3000000000000007]
["캠퍼스플라자","5층","복도","아주심리상담센터",null,"삼성","arl233jarz",8300,2380,"슬립형","2003-1119-0001",220,"07.08","행정실"]
["캠퍼스플라자",null,"linc사업단 동아리"]
["캠퍼스플라자",504,"링크 동아리방","linc사업단 ",null,"엘지","fnc183gaw",7200,2220,"슬립형","2015-1023-0004",220,"15.07","동아리"]
["캠퍼스플라자",505,"링크 동아리방","linc사업단 ",null,"엘지","fnc183gaw",7200,2220,"슬립형","2015-1023-0005",220,"15.07","동아리"]
["캠퍼스플라자",506,"링크 동아리방","linc사업단 ",null,"엘지","fnc183gaw",7200,2220,"슬립형","2015-1023-0001",220,"15.07","동아리"]
["캠퍼스플라자",508,"링크 동아리방","linc사업단 ",null,"엘지","fnc183gaw",7200,2220,"슬립형","2015-1023-0002",220,"15.07","동아리"]
["캠퍼스플라자",509,"링크 동아리방","linc사업단 ",null,"엘지","fnc183gaw",7200,2220,"슬립형","2015-1023-0003",220,"15.07","동아리"]
["캠퍼스플라자"]
["캠퍼스플라자"]
["캠퍼스플라자"]
["캠퍼스플라자"]
["캠퍼스플라자"]
["캠퍼스플라자","601","고등기술연구원","고등기술연구원",36.49,"캐리어","CP-A280MAB",10000,3200,"슬립형","관리번호 없음",220,"08.05","교수실"]
["캠퍼스플라자","602","골프최고위과정 총괄책임교수","평생학습중심대학추진본부",36.49,"캐리어","CP-A230MAB",8300,2600,"슬립형","관리번호 없음",220,"07.07","행정실"]
["캠퍼스플라자","603","평생교육원장실","평생교육원",32.520000000000003,"캐리어","CP-605AX",17700,5680,"중형","관리번호 없음",380,"08.07","행정실"]
["캠퍼스플라자","605","성인학위과정 운영센터 평생학습중심대학 추진본부","성인학위과정운영센터",62.68,"캐리어","CP-605AX",17700,5680,"중형","관리번호 없음",380,"08.07","행정실","610-611호 통합"]
["캠퍼스플라자","606~609","중소기업인력개발센터 행정실","기업지원센터",null,"엘지","rpuw121","12hp",null,"멀티(ehp)",null,"380","17.12","행정실","멀티(냉,난방)","3층 남측 베란다"]
["캠퍼스플라자","606","중소기업인력개발센터 행정실","기업지원센터",62.68,"엘지","r-w060t2s",6000,2150,"천장형(실내기)",null,"220","17.12","행정실","냉,난방기"]
["캠퍼스플라자","606","중소기업인력개발센터 행정실","기업지원센터",null,null,"R-W0600T2S",6000,2150,"천장형(실내기)",null,"220","17.12","행정실","냉,난방기"]
["캠퍼스플라자","608","휴게실","기업지원센터",29.25]
["캠퍼스플라자","609","PC실습 강의실","기업지원센터",67.5,null,"R-W0720T2S",7200,3580,"천장형(실내기)",null,"220","17.12","행정실","냉,난방기"]
["캠퍼스플라자","609","PC실습 강의실","기업지원센터",null,null,"R-W0720T2S",7200,3580,"천장형(실내기)",null,"220","17.12","행정실","냉,난방기"]
["캠퍼스플라자","610~615","중소기업인력개발센터 행정실","기업지원센터",null,"엘지","rpuw121","20hp",null,"멀티(ehp)",null,"380","17.12","행정실","멀티(냉,난방)","3층 남측 베란다"]
["캠퍼스플라자","610","강의실","기업지원센터",54.56,null,"R-W1000T2S",10000,3460,"천장형(실내기)",null,"220","17.12","행정실","냉,난방기"]
["캠퍼스플라자","610","강의실","기업지원센터",null,null,"R-W1000T2S",10000,3460,"천장형(실내기)",null,"220","17.12","행정실","냉,난방기"]
["캠퍼스플라자","611","공실",null,49.52]
["캠퍼스플라자","612","PC실습 강의실","기업지원센터",27.54,null,"R-W0600T2S",6000,2150,"천장형(실내기)",null,"220","17.12","행정실","냉,난방기"]
["캠퍼스플라자","612","PC실습 강의실","기업지원센터",null,null,"R-W0600T2S",6000,2150,"천장형(실내기)",null,"220","17.12","행정실","냉,난방기"]
["캠퍼스플라자","613",null,null,25.92]
["캠퍼스플라자","614","비품창고","기업지원센터",51.92,null,"R-W0600T2S",6000,2150,"천장형(실내기)",null,"220","17.12","행정실","냉,난방기"]
["캠퍼스플라자","615","PC실습 강의실","기업지원센터",53.57,null,"R-W0720T2S",7200,3580,"천장형(실내기)",null,"220","17.12","행정실","냉,난방기"]
["캠퍼스플라자","615","PC실습 강의실","기업지원센터",null,null,"R-W0720T2S",7200,3580,"천장형(실내기)",null,"220","17.12","행정실","냉,난방기"]
["캠퍼스플라자","701","의료인문융합",null,72.489999999999995,"캐리어","CP-A280MAB",10000,3200,"슬립형","2003-9229-0001",220,"08.05","행정실"]
["캠퍼스플라자","701","콘텐츠센터",null,72.489999999999995,"캐리어","CA-A150MAB",6000,1750,"슬립형","관리번호 없음",220,"08.05","행정실"]
["캠퍼스플라자","702","텔레카케팅실",null,28.71,"캐리어","CA-A150MAB",6000,1750,"슬립형","관리번호 없음",220,"08.05","행정실"]
["캠퍼스플라자","704","동문회사무실","총동문회",62.57,"캐리어","CP-605AX",17700,5600,"중형","관리번호 없음",380,"08.07","행정실"]
["캠퍼스플라자","705","건강한 삶을 위한 명상연구센터","사회과학대학교학팀",62.68,"캐리어","CP-605AX",17700,5600,"중형","관리번호 없음",380,"08.07","강의실"]
["캠퍼스플라자","707","건강한 삶을 위한 명상연구센터","사회과학대학교학팀",32.94,"캐리어","CP -150 MAB",6000,1750,"슬립형","관리번호 없음",220,"08.05","행정실"]
["캠퍼스플라자","708","건강한 삶을 위한 명상연구센터","사회과학대학교학팀",65.2,"캐리어","CP-605ax",17700,5600,"중형","관리번호 없음","380","08.07","행정실"]
["캠퍼스플라자","709","총동문회 회의실","총동문회",52.3,"캐리어","CP-A280MA",10000,3200,"슬립형","관리번호 없음",220,"08.05","행정실"]
["캠퍼스플라자","710","세계학연구소","세계학연구소",49.23,"캐리어","CP-A280MAB",10000,3200,"슬립형","관리번호 없음",220,"08.05","행정실"]
["캠퍼스플라자","711",null,null,52.29,"캐리어","CP-A280MAB",10000,3200,"슬립형","관리번호 없음",220,"08.05","행정실"]
["캠퍼스플라자",713,"건강한 삶을 위한 명상연구센터(회의실)","사회과학대학교학팀",72.59]
["캠퍼스플라자",713,"건강한 삶을 위한 명상연구센터(회의실)","사회과학대학교학팀",72.59,"삼성",null,null,null,"천장형(실내기)",null,"380","12.10","행정실","냉방전용","7층남측베란다"]
["캠퍼스플라자",713,"건강한 삶을 위한 명상연구센터(회의실)","사회과학대학교학팀",72.59,"삼성",null,null,null,"천장형(실내기)",null,"380","12.10","행정실","냉방전용","7층남측베란다"]
["캠퍼스플라자","713","건강한 삶을 위한 명상연구센터(회의실)","사회과학대학교학팀",30.39,"캐리어","cp-a150mab",6000,1750,"슬립형",null,"220","08.05","행정실"]
["캠퍼스플라자","801",null,null,150.04]
["캠퍼스플라자","802",null,null,30.02]
["캠퍼스플라자","804",null,null,23.29]
["캠퍼스플라자","805",null,null,34.06]
["캠퍼스플라자","806",null,null,35.020000000000003]
["캠퍼스플라자","807",null,null,21.64]
["캠퍼스플라자","809",null,null,26.29]
["캠퍼스플라자","810",null,null,9]
["캠퍼스플라자","811",null,null,492.77]
["캠퍼스플라자","812",null,null,41.16]
["캠퍼스플라자","813",null,null,24.64]
["캠퍼스플라자","814",null,null,12.13]
["캠퍼스플라자","815",null,null,18.25]
["캠퍼스플라자","8M01","사무실","산업공학과",41.31,"엘지","rpuw060s2s",null,null,"ehp 실외기","2017-2090-0006",380,"17.10","행정실","멀티(냉,난방)","8층남측베란다"]
["캠퍼스플라자","8M01","사무실","산업공학과",null,"엘지","r-w0830t2s",8300,4100,"천장형(실내기)","2017-2090-0008",220,"17.10","행정실","냉,난방기"]
["캠퍼스플라자","8M01","사무실","산업공학과",null,"엘지","r-w0830t2s",8300,4100,"천장형(실내기)","2017-2090-0007",220,"17.10","행정실","냉,난방기"]
["캠퍼스플라자","8M02",null,null,85.23]
["캠퍼스플라자","8M03",null,null,12.76]
["캠퍼스플라자","8M04",null,null,7.12]
["캠퍼스플라자","8M05",null,null,54.14]
["캠퍼스플라자","8M06",null,null,44.64]
["캠퍼스플라자","8M08","미화반 대기실(8.00)","총무팀",8]
["캠퍼스플라자","8M10","유비쿼터스컨버전스연구소","유비쿼터스컨버전스연구소",20.329999999999998,"삼성","arn-cp103a",4000,1285,"벽걸이",null,220,"12.08","행정실"]
["캠퍼스플라자","8M10","유비쿼터스컨버전스연구소","유비쿼터스컨버전스연구소",61.79,"삼성","ap-cm233a",8300,2740,"슬립형","2012-c120-0018",220,"12.08","행정실"]
["캠퍼스플라자","8M11","유비쿼터스컨버전스연구소","유비쿼터스컨버전스연구소",40.82,"삼성","ap-cm233a",8300,2740,"슬립형","2012-c120-0017",220,"12.08","행정실"]
["캠퍼스플라자","B201","방재센터(21.85)",null,null,"엘지","sq117bbw",4000,1040,"벽걸이","2016-2060-0002",220,"16.08","행정실"]
["캠퍼스플라자","B303","변전실","시설팀/전기",75.86,{"$nulls":8},"시설(장비)","시설(장비)"]
["캠퍼스플라자","B101","드리디포","외부업체",437.77]
["버스관리소","101","차량운영실","총무팀",12.96,"엘지","snq137baw",5200,1610,"벽걸이","2014-1010-0257",220,"15.01","행정실","신설"]
["테니스장관리동","101","사무실","총무팀",17.28,"캐리어","dap-031lc",{"$nulls":4},220,null,"행정실"]
["테니스장관리동","102","남자화장실, 샤워실, 락커룸",null,20.16]
["테니스장관리동","103","여자화장실, 샤워실, 락커룸",null,25.560000000000002]
["교량실험동","101","교량실험동 연구실","건설교통공학과",600]
["종합설계동",101,"IT 집중교육실","정보컴퓨터공학과(대학)",108,"엘지","ltuw1102sne",11000,3530,"천장형(실내기)",null,220,"10.03","강의실","냉,난방기","1층 북측"]
["종합설계동",103,"종합설계실(산공, 응화생 공동)","산업공학과(대학)",54,"엘지","ltuw1102sne",11000,3530,"천장형(실내기)",null,220,"10.03","강의실","냉,난방기","1층 북측"]
["종합설계동",104,null,null,54,{"$nulls":4},"천장형(실내기)",null,220,"10.03","행정실","냉,난방기","1층 북측"]
["종합설계동",105,"설계작폼 보관실","화학공학과(대학)",54,"엘지","ltuw1102sne",11000,3530,"천장형(실내기)",null,220,"10.03","강의실","냉,난방기","1층 북측"]
["종합설계동",106,"종합설계실","환경안전공학과",54,"엘지","ltuw1102sne",11000,3530,"천장형(실내기)",null,220,"10.03","강의실","냉,난방기","1층 북측"]
["종합설계동",107,null,null,54,{"$nulls":4},"천장형(실내기)",null,220,"10.03","행정실","냉,난방기","1층 북측"]
["종합설계동",108,"반도체공정 클린룸","정보컴퓨터공학과(대학)",54,"엘지","ltuw1102sne",11000,3530,"천장형(실내기)",null,220,"10.03","강의실","냉,난방기","1층 북측"]
["종합설계동",109,"종합설계실","전자공학과(대학)",54,"엘지","ltuw1102sne",11000,3530,"천장형(실내기)",null,220,"10.03","강의실","냉,난방기","1층 북측"]
["종합설계동",110,null,null,54,null,"ltuw1102sne",11000,3530,"천장형(실내기)",null,220,"10.03","강의실","냉,난방기","1층 북측"]
["대형지반실험동",101,"지반실험연구동","건설시스템공학과",500,"엘지","lplh-0808d",8100,2820,"슬립형",null,220,"09.12","실험실"]
["대형지반실험동",101,"지반실험연구동","건설시스템공학과",null,"엘지","lplh-0808d",8100,2820,"슬립형",null,220,"09.12","실험실"]
["대형지반실험동",101,"지반실험연구동","건설시스템공학과",null,"엘지","lpnh2108d",21000,7700,"중형",null,380,"09.12","실험실"]
["대형지반실험동","사무실","지반실험연구동","건설시스템공학과",null,"만도","ra-d51c",2000,570,"벽걸이",null,220,null,"실험실"]
["종합관","b203","변전실","시설팀/전기",195.97,"엘지","lpnc-2108s",21000,7550,"중형",null,380,"10.11","시설(장비)"]
["종합관","b106","영선실","시설팀/영선",null,"엘지",null,null,null,"벽걸이","2014-1120-0164",220,"14.05","행정실","냉,난방기","1층 주차장"]
["종합관",101,"대강당","교무팀",1149]
["종합관",102,"강의실(우선배정 / 경영대학)","경영대학",140.38999999999999]
["종합관",103,"종합관 매점(소비조합)","소비조합",26,"엘지","ltp-n230dp",null,null,"천장형(실내기)",null,220,"10.08","소비조합","냉,난방기","옥상"]
["종합관",104,"강의실(우선배정 / 경영대학)","경영대학",124.47]
["종합관",105,"강의실(우선배정 / 다산학부대학)","다산학부대학",129.24]
["종합관",106,"관리실(경비실)","총무팀",39.4,"엘지","ltp-n230dp",null,null,"천장형(실내기)",null,220,"10.08","행정실","냉,난방기","옥상"]
["종합관",107,"시설팀 운영실","시설팀/설비",57.48,"엘지","ltp-n230dp",null,null,"천장형(실내기)",null,220,"10.08","행정실","냉,난방기","옥상"]
["종합관",109,"MDF실(43.13)","기타",null,"엘지","snc32saw",5200,1675,"슬립형",null,220,"10.10","시설(장비)","장비실"]
["종합관",201,"법학자료실","법학과(법전원)",453.44]
["종합관","202-1","참고연속간행물실","법학과(법전원)",228.48]
["종합관","202-2","정보검색실","법학과(법전원)",71.930000000000007]
["종합관",203,"24시간 학습실","법학과(법전원)",160.02000000000001,"삼성","시스템에어컨",13000,3900,"천장형(실내기)",null,220,"11.01","강의실","냉,난방기","2층북측베란다"]
["종합관",203,"24시간 학습실","법학과(법전원)",160.02000000000001,"삼성","시스템에어컨",13000,3900,"천장형(실내기)",null,220,"11.01","강의실","냉,난방기","2층북측베란다"]
["종합관",203,"24시간 학습실","법학과(법전원)",160.02000000000001,"삼성","시스템에어컨",13000,3900,"천장형(실내기)",null,220,"09.11","강의실","냉,난방기","2층북측베란다"]
["종합관",204,"24시간 학습실","법학과(법전원)",161.74,"삼성","시스템에어컨",null,null,"천장형(실내기)",null,220,"09.11","강의실","냉,난방기","2층북측베란다"]
["종합관",204,"24시간 학습실","법학과(법전원)",161.74,"삼성","시스템에어컨",null,null,"천장형(실내기)",null,220,"09.11","강의실","냉,난방기","2층북측베란다"]
["종합관",204,"24시간 학습실","법학과(법전원)",161.74,"삼성","시스템에어컨",null,null,"천장형(실내기)",null,220,"11.01","강의실","냉,난방기","2층북측베란다"]
["종합관",205,"법전원 동아리실","법학과(법전원)",23.61]
["종합관",206,"법전원 동아리실","법학과(법전원)",26.71]
["종합관",207,"법전원 동아리실","법학과(법전원)",23.77]
["종합관",209,"동시통역실","교무팀",12.05,{"$nulls":9},"장비실"]
["종합관",210,"대강당 조정실","교무팀",16.510000000000002,"엘지","snw091aaw",4300,1150,"슬립형",null,220,"10.12","행정실"]
["종합관",211,"조정실용 판넬실","교무팀",12.82]
["종합관",301,"법전원 강의실","법학과(법전원)",121.39]
["종합관",302,"전문박사과정 연구실","법학과(법전원)",28.32,"엘지","ltuw4026ue",4000,1700,"천장형(실내기)","2013-1050-0027",220,"13.03","강의실","냉,난방기","3층북측베란다"]
["종합관",303,"공실","법학과(법전원)",27.49]
["종합관",304,"오동석","법학과(법전원)",27.49]
["종합관",305,"24시간 학습실","법학과(법전원)",27.49,"엘지","ltuw4026ue",4000,1330,"천장형(실내기)","2014-1040-0049",220,"14.02","강의실","냉,난방기","3층북측베란다"]
["종합관",306,"24시간 학습실","법학과(법전원)",27.49,"엘지","ltuw4026ue",4000,1330,"천장형(실내기)","2014-1040-0043",220,"14.02","강의실","냉,난방기","3층북측베란다"]
["종합관",307,"24시간 학습실","법학과(법전원)",139.53,"엘지","ltw902sn",9000,2750,"천장형(실내기)","2013-1050-0050",220,"13.05","강의실","냉,난방기","3층북측베란다"]
["종합관",307,"24시간 학습실","법학과(법전원)",null,"엘지","ltw902sn",9000,2750,"천장형(실내기)",null,220,"13.04","강의실","냉,난방기","3층북측베란다"]
["종합관",308,"법전원 교학팀","법학과(법전원)",63.99]
["종합관",309,"법전원 회의실","법학과(법전원)",33.25]
["종합관",310,"법전원 학장실","법학과(법전원)",35.75]
["종합관",311,"법학연구소","법학과(법전원)",34.33]
["종합관",312,"중소기업법무센터/교수학습지원센터/교육평가센터","법학과(법전원)",29.89]
["종합관",313,"여학생휴게실","법학과(법전원)",31.46]
["종합관",314,"원우회실 / 학술지편집실","법학과(법전원)",31.46]
["종합관",315,"법전원 세미나실","법학과(법전원)",31.46]
["종합관",316,"세미나실","법학과(법전원)",31.46,"엘지","tw0600p2s",6000,2150,"천장형(실내기)","2017-1050-0186",220,"17.08","강의실","냉,난방기","3층남측"]
["종합관",317,"겸임교수실","법학과(법전원)",23.7,"엘지","ltw403su",4000,1780,"천장형(실내기)","2017-1050-0190",220,"17.08","강의실","냉,난방기","3층남측"]
["종합관",318,"박사과정연구실","법학과(법전원)",23.7]
["종합관",319,"박사과정연구실","법학과(법전원)",23.7]
["종합관",320,"24시간 학습실","법학과(법전원)",23.7,"엘지","tuw0600p2s",8000,3000,"천장형(실내기)","2015-1080-0014",220,"15.07","강의실","냉,난방기","3층남측"]
["종합관",321,"Christophsalatiello(비정년전임, 교육중점)","법학과(법전원)",25.74]
["종합관",401,"법전원 강의실","법학과(법전원)",140.07]
["종합관",402,"전경근","법학과(법전원)",27.49]
["종합관",403,"권건보","법학과(법전원)",25.91]
["종합관",404,"장정애","법학과(법전원)",25.91]
["종합관",405,"윤우일","법학과(법전원)",25.91]
["종합관",406,"윤태영","법학과(법전원)",25.91]
["종합관",407,"강헌","법학과(법전원)",25.91]
["종합관",408,"조지만","법학과(법전원)",25.91]
["종합관",409,"이승길","법학과(법전원)",25.91]
["종합관",410,"구재군","법학과(법전원)",25.91]
["종합관",411,"임소연","법학과(법전원)",28.54]
["종합관",412,"법전원 교수회의실/세미나실","법학과(법전원)",76.099999999999994]
["종합관",413,"법전원 세미나실","법학과(법전원)",75.38]
["종합관",414,"최원","법학과(법전원)",24.73]
["종합관",415,"한지영","법학과(법전원)",25.91]
["종합관",416,"오승한","법학과(법전원)",25.91]
["종합관",417,"최진안","법학과(법전원)",25.91]
["종합관",418,"한상돈","법학과(법전원)",25.91]
["종합관",419,"이원희","법학과(법전원)",25.91]
["종합관",420,"백윤기","법학과(법전원)",25.91]
["종합관",421,"이준섭","법학과(법전원)",25.91]
["종합관",422,"한영수","법학과(법전원)",25.91]
["종합관",423,"윤성승","법학과(법전원)",25.91]
["종합관",424,"정태용(퇴직)","법학과(법전원)",25.91]
["종합관",425,"이헌환","법학과(법전원)",25.91]
["종합관",426,"조상재","법학과(법전원)",29.09]
["종합관",501,"법전원 강의실","법학과(법전원)",140.1]
["종합관",502,"강의실(우선배정 / 사회과학대학)","사회과학대학교학팀",171.72]
["종합관",503,"강의실(우선배정 / 경영대학)","사회과학대학교학팀",173.65]
["종합관",504,"법전원 강의실","법학과(법전원)",51.84]
["종합관",505,"학생지도센터/집단상담실","법학과(법전원)",48.72]
["종합관",506,"법전원 강의실","법학과(법전원)",51.12]
["종합관",507,"법전원 강의실","법학과(법전원)",76.540000000000006]
["종합관",508,"법전원 강의실 (교무팀 공동사용)","법학과(법전원)",51.81]
["종합관",509,"법전원 강의실 (교무팀 공동사용)","법학과(법전원)",103.69]
["종합관",510,"법전원 강의실","법학과(법전원)",106.81]
["종합관",601,"모의법정","법학과(법전원)",140.63]
["종합관",602,"융합교통연구실","건설교통공학과",27.49]
["종합관",603,"RongRan(비정년, 교육중점)","전자공학과",25.91]
["종합관",604,"진효언 교수연구실","약학과",25.91]
["종합관",605,"박형주","수학과",25.91]
["종합관",606,"신동규 교수연구실","경제학과",25.91]
["종합관",607,"민경도","법학과(법전원)",25.91]
["종합관",608,"김주희 교수연구실","약학과",25.91]
["종합관",609,"홍영대","전자공학과",25.91]
["종합관",610,"홍영대","전자공학과",25.91]
["종합관",611,"길준규","법학과(법전원)",28.54]
["종합관",612,"강의실(우선배정 / 인문대학)","인문대학",76.099999999999994]
["종합관",613,"강의실(우선배정 / 약학과)","약학과",75.38]
["종합관",614,"개량신약 제품화 지원센터(임시)","약학과",24.73]
["종합관",615,"이상목(특임, 초빙, 2015. 12까지)","약학과",25.91]
["종합관",616,"장병원(특임, 산학협력교수, 2016. 1까지)","약학과",25.91]
["종합관",617,"김수동(특임, 산학협력교수, 2016. 1까지)","약학과",25.91]
["종합관",618,"이재천 교수연구실","시스템공학과",25.91]
["종합관",619,"주철환","문화콘텐츠학과",25.91]
["종합관",620,"융합기술연구실","산업공학과",25.91]
["종합관",621,"이주연","산업공학과",25.91]
["종합관",622,"지동우","전자공학과",25.91]
["종합관",623,"이윤제 교수연구실","법학과(법전원)",25.91]
["종합관",624,"소병천 교수연구실","법학과(법전원)",25.91]
["종합관",625,"류창호 교수연구실","법학과(법전원)",25.91]
["종합관",626,"이진국 교수연구실","법학과(법전원)",28.84]
["종합관",701,"수업준비실","교육대학원",37.67]
["종합관",702,"교육연구소 (인턴실)","교육대학원",37.67]
["종합관",703,"교육연수원","교육대학원",47.79]
["종합관",704,"모래놀이실습실","교육대학원",63.36]
["종합관",705,"수업행동분석실","교육대학원",95.04]
["종합관",706,"전공세미나실(멀티미디어제작실)","교육대학원",63.36]
["종합관",707,"PC/통계 Lab","교육대학원",95.04]
["종합관",708,"교육대학원 원장실","교육대학원",35.799999999999997]
["종합관",709,"회의실","교육대학원",35.799999999999997]
["종합관",710,"교육대학원 교육정보센터","교육대학원",73.95]
["종합관",711,"교육대학원 교학팀","교육대학원",76.540000000000006]
["종합관",712,"전공세미나실(멀티미디어제작실)","교육대학원",60.45]
["종합관",713,"전공세미나실(멀티미디어제작실)","교육대학원",69.099999999999994]
["종합관",714,"김영혜","교육대학원",24.7]
["종합관",715,"김주후","교육대학원",24.7]
["종합관",716,"박미화","교육대학원",24.7]
["종합관",717,"곽승주(특임) / 교수학습자료개발실","교육대학원",24.7]
["종합관",718,"최운실","교육대학원",24.7]
["종합관",801,"어학 Lab ","교육대학원",37.67]
["종합관",802,"전공세미나실","교육대학원",37.67]
["종합관",803,"전공세미나실","교육대학원",53.74]
["종합관",804,"Science Lab","교육대학원",95.04]
["종합관",805,"전공세미나실(멀티미디어제작실)","교육대학원",63.36]
["종합관",806,"상담 Lab","교육대학원",79.459999999999994]
["종합관",807,"임용고시반","교육대학원",90.19]
["종합관",808,"전공세미나실","교육대학원",35.799999999999997]
["종합관",809,"전공세미나실(신임총장 임시)","교육대학원",35.799999999999997]
["종합관",810,"전공세미나실(신임총장 임시)","교육대학원",73.95]
["종합관",811,"전공세미나실","교육대학원",35.799999999999997]
["종합관",812,"전공세미나실","교육대학원",34.54]
["종합관",813,"교수휴게실+수업준비실(강사실)","교육대학원",25.91]
["종합관",814,"고호경","교육대학원",25.91]
["종합관",815,"유미현","교육대학원",25.91]
["종합관",816,"교육대학원 원우회실","교육대학원",25.91]
["종합관",817,"남가영","교육대학원",25.91]
["종합관",818,"전유영(대우)","교육대학원",25.91]
["종합관",819,"맹은경","교육대학원",25.91]
["종합관",820,"신효정","교육대학원",25.91]
["종합관",821,"공실","교육대학원",25.91]
["종합관",822,"이규미","교육대학원",29.09]
["종합관",901,"장위국방연구소(국방상호운용성/표준화기술지원센터)","장위국방연구소",45.49]
["종합관",902,"엔터프라이즈 아키텍쳐 Lab","정보통신대학원",41.48]
["종합관",903,"세미나실","정보통신대학원",53.74]
["종합관",904,"회의실","정보통신대학원",81.3]
["종합관",905,"강의실","정보통신대학원",90.82]
["종합관",906,"강의실","정보통신대학원",90.82]
["종합관",907,"강의실(국방디지털융합학과 강의실)","정보통신대학원",82.84]
["종합관",908,"교수연구실","정보통신대학원",39.909999999999997]
["종합관",909,"NCW 전시실 ","정보통신대학원",36.39]
["종합관",910,"정보통신대학원 휴게실","정보통신대학원",36.39]
["종합관",911,"장위국방연구소 행정실","장위국방연구소",39.26]
["종합관",912,"정보통신대학원 원장실","정보통신대학원",42]
["종합관",913,"김태영(장위국방연구소장실)","장위국방연구소",34.54]
["종합관",914,"정보통신대학원 교학팀","정보통신대학원",51.81]
["종합관",915,"정보통신대학원 자료실","정보통신대학원",25.91]
["종합관",916,"이태공","정보통신대학원",25.91]
["종합관",917,"교수연구실","정보통신대학원",25.91]
["종합관",918,"교수연구실(이병묵 외 1인)","정보통신대학원",25.91]
["종합관",919,"영상촬영실","정보통신대학원",25.91]
["종합관",920,"구자열, 백호기(둘다 국방디지털융합학과)","정보통신대학원",25.91]
["종합관",921,"교수연구실","정보통신대학원",25.91]
["종합관",922,"명예교수실","정보통신대학원",29.09]
["종합관",1001,"공공정책대학원 원장실","공공정책대학원",45.49]
["종합관",1002,"강의실","공공정책대학원",95.22]
["종합관",1003,"강의실","공공정책대학원",126.71]
["종합관",1004,"강의실","공공정책대학원",124.87]
["종합관",1005,"강의실 (국제대학원, 아르헨티나 정부장학)","공공정책대학원",94.19]
["종합관",1006,"공공정책 연구소","공공정책대학원",32.64]
["종합관",1007,"강의실","공공정책대학원",44]
["종합관",1008,"세미나실","공공정책대학원",36.39]
["종합관",1009,"강의실 (국제대학원, 아르헨티나 정부장학)","공공정책대학원",39.26]
["종합관",1010,"공공정책대학원 교학팀","공공정책대학원",76.540000000000006]
["종합관",1011,"강사실","공공정책대학원",25.91]
["종합관",1012,"원우회실","공공정책대학원",25.91]
["종합관",1013,"최고위과정","공공정책대학원",25.91]
["종합관",1014,"남경호","공공정책대학원",25.91]
["종합관",1015,"김진표(초빙교수, 2015.2.1.~2016.1.31)","공공정책대학원",25.91]
["종합관",1016,"하경희(2015-1학기부로 비정년전임)","공공정책대학원",25.91]
["종합관",1017,"윤영식","공공정책대학원",25.91]
["종합관",1018,"권혁성","공공정책대학원",25.91]
["종합관",1019,"남양호","공공정책대학원",25.91]
["종합관",1020,"공공정책대학원 휴게실","공공정책대학원",29.09]
["종합관",1101,"회의실(다목적실-감사 등)","기획팀",140.1]
["종합관","1102-1","산학협력창업교육원, LINC사업부단장실","LINC사업팀",25.25]
["종합관",1102,"연구처장실/산학협력단장실/LINC사업단장실, 산학협력창업교육원장실","연구팀",50.54]
["종합관",1103,"TOD기반 지속가능 도시교통연구센터 (교통)","TOD기반 지속가능 도시교통연구센터",74.239999999999995]
["종합관",1104,"TOD기반 지속가능 도시교통연구센터 (교통)","TOD기반 지속가능 도시교통연구센터",101.24]
["종합관",1105,"산학재무팀","산학재무팀",76.290000000000006]
["종합관",1106,"기관생명윤리위원회","기관생명윤리위원회",76.650000000000006]
["종합관","1106-1","산학협력펠로우실","LINC사업팀"]
["종합관",1107,"LINC사업단","LINC사업팀",65.23,"엘지","lpnq720sn",7200,2500,"천장형(실내기)","2014-2023-0003",220,"14.12","행정실","냉방전용","10층 남측"]
["종합관",1107,"LINC사업단","LINC사업팀",65.23,"엘지","lpnq720sn",7200,2500,"천장형(실내기)","2014-2023-0004",220,"14.12","행정실","냉방전용","10층 남측"]
["종합관",1108,"연구부처장실","연구팀",28.91,"엘지","snq117bbw",4200,1460,"벽걸이",null,220,"14.05","교수실"]
["종합관",1108,"연구처/산학지원팀,","연구팀",197.52,{"$nulls":9},"통합"]
["종합관",1109," 기술이전센터","연구팀",{"$nulls":10},"통합"]
["종합관",1201,"스카이라운지","외주업체",625,"엘지","ltp-n3508dp",34800,9110,"천장형(실내기)",null,380,"10.12","외부업체","냉,난방기","12층 옥상"]
["종합관",1201,"스카이라운지","외주업체",null,"엘지","ltp-n2908dp",29000,7270,"천장형(실내기)",null,380,"10.12","외부업체","냉,난방기","12층 옥상"]
["종합관","옥탑층","승강기실","시설팀/전기",null,"엘지","lpnc-0908s",4200,1280,"슬립형",null,220,"10.11","시설(장비)"]
["약학관","B101","약과학연구소, 중개연구센터","약학과(대학)",66.989999999999995,"삼성","AF-CC-233B",8300,2500,"슬립형","2012-1060-0023","220","12.05","실험실"]
["약학관","B102","제약공정실","약학과",68.53,"삼성","rfmbcf035b1",10000,3460,"천장형(실내기)","2012-1020-0581",220,"12.02","실험실","냉방전용","1층 동측"]
["약학관","B103","약학실습실1","약학과",96.8,"대우","CP-605AX",17700,5600,"중형",null,"380","08.07","실험실"]
["약학관","B104","생물의약품연구실","약학과",33.880000000000003]
["약학관","B105","약학실습실2","약학과",92.4,"대우","CP-605AX",17700,5600,"중형",null,"380",null,"실험실"]
["약학관","B106","형광현미경실","약학과",15.47,"대우","CS-083PS",2300,820,"벽걸이",null,"220V",null,"실험실"]
["약학관","B106-1","실습준비실 창고","약학과",3.77]
["약학관","B107","Brain Activity Zone (LINC)","약학과",61.06,"엘지","lpnc-1457d",14500,4600,"중형","2006-1381-0012","380",null,"실험실"]
["약학관","B104","생물의약품연구실","약학과",33.880000000000003]
["약학관","B105","약학실습실2","약학과",92.4,"대우","CP-605AX",17700,5600,"중형",null,"380",null,"실험실"]
["약학관","B106","형광현미경실","약학과",15.47,"대우","CS-083PS",2300,820,"벽걸이",null,"220V",null,"실험실"]
["약학관","B106-1","실습준비실 창고","약학과",3.77]
["약학관","B107","Brain Activity Zone (LINC)","약학과",61.06,"엘지","lpnc-1457d",14500,4600,"중형","2006-1381-0012","380",null,"실험실"]
["약학관","B104","생물의약품연구실","약학과",33.880000000000003]
["약학관","B105","약학실습실2","약학과",92.4,"대우","CP-605AX",17700,5600,"중형",null,"380",null,"실험실"]
["약학관","B106","형광현미경실","약학과",15.47,"대우","CS-083PS",2300,820,"벽걸이",null,"220V",null,"실험실"]
["약학관","B106-1","실습준비실 창고","약학과",3.77]
["약학관","B107","Brain Activity Zone (LINC)","약학과",61.06,"엘지","lpnc-1457d",14500,4600,"중형","2006-1381-0012","380",null,"실험실"]
["약학관","B108","암실","약학과",21.42,"캐리어","cp-a120ma",4700,1470,"슬립형",null,"220","08.03","실험실"]
["약학관","B112","변전실","시설팀/전기",null,"캐리어","cp-403axa",13000,3950,"중형","2007-1215-0004",380,"07.08","시설(장비)","스탠드"]
["약학관",101,"유전자기능추적연구실","약학과",68.66,"엘지","lpn1308sr",13000,4060,"중형","2013-1090-0030",220,"13.05","실험실"]
["약학관",102,"의약화학연구실","약학과",68.66,"엘지","lpn1308sr",13000,4060,"중형","2013-1060-0048",220,"13.06","실험실"]
["약학관",103,"산업약제학연구실","약학과",68.66,"삼성","AF-CC-233B",8300,2500,"슬립형","2012-1060-0036","220","12.05","실험실"]
["약학관",103,"산업약제학연구실","약학과",null,"엘지","sq111bsf2w",4200,1040,"벽걸이","2017-1080-0023","220","17.08","실험실"]
["약학관",104,"공동기기실 3","약학과",33.11,"대우","CP-A150HAB",6000,1750,"슬립형",null,"220",null,"실험실","스탠드"]
["약학관",105,"강의실","약학과",63.58,"대우","CP-280HAB",10000,3200,"슬립형",null,"220",null,"강의실"]
["약학관",106,"강의실","약학과",104.28,"대우","CP-405Ax",13000,4300,"중형",null,"380",null,"강의실"]
["약학관",106,"강의실","약학과",63.58,"대우",{"$nulls":7},"강의실"]
["약학관",104,"공동기기실 3","약학과",33.11,"대우","CP-A150HAB",6000,1750,"슬립형",null,"220",null,"실험실","스탠드"]
["약학관",107,"임상약학연구실","약학과",63.58,"삼성","AF-CC-233B",8300,2500,"슬립형","2012-1060-0039","220","12.05","실험실"]
["약학관","108-1","실험실","약학과",11.06,"삼성",{"$nulls":7},"강의실"]
["약학관","108-2","실험실","약학과",11.06,"삼성",{"$nulls":7},"강의실"]
["약학관","108-1","실험실","약학과",11.06,"삼성",{"$nulls":7},"강의실"]
["약학관","108-2","실험실","약학과",11.06,"삼성",{"$nulls":7},"강의실"]
["약학관","108-1","실습약국","약학과",185.12,"삼성","afmc4c100b1",10000,3460,"천장형(실내기)","2012-1020-0579",null,"12.11","실험실","냉방전용","1층 북측"]
["약학관","108-2","실습약국","약학과",null,"삼성","rfmbcf035b1",10000,3460,"천장형(실내기)","2012-1020-0580",null,"12.11","실험실","냉방전용","1층 북측"]
["약학관","108-3","실습약국","약학과",0,"삼성","afmc4c83b1",8300,2850,"천장형(실내기)","2012-1020-0578",220,"12.01","실험실","냉방전용","1층 동측"]
["약학관",201,"병태생리학연구실","약학과",68.66,"삼성","AF-CC-233B",8300,2500,"슬립형","2012-1060-0030","220","12.05","실험실","스탠드"]
["약학관",202,"약제학연구실","약학과",68.66,"삼성","AF-CC-233B",8300,2500,"슬립형","2012-1060-0029","220","12.05","실험실","스탠드"]
["약학관",203,"예방약학연구실","약학과",68.66,"삼성","AF-CC-233B",8300,2500,"슬립형","2012-1060-0034","220","12.05","실험실","스탠드"]
["약학관",203,"예방약학연구실","약학과",null,"엘지","sq111bsf2w",4200,1040,"벽걸이","2017-1080-0024","220","17.08","실험실"]
["약학관",204,"미생물약품학연구실","약학과",67.08,"삼성","AF-CC-233B",8300,2500,"슬립형","2012-1060-0028","220","12.05","실험실","스탠드"]
["약학관",204,"미생물약품학연구실","약학과",null,"엘지","sq111bsf2w",4200,1040,"벽걸이","2017-1080-0025","220","17.08","실험실"]
["약학관",205,"나노약학연구실","약학과",67.150000000000006,"삼성","AF-CC-233B",8300,2500,"슬립형","2012-1060-0024","220","12.05","실험실","스탠드"]
["약학관",206,"특성화연구실 1","약학과",64.86,"삼성","AF-CC-233B",8300,2500,"슬립형","2012-1060-0027","220","12.05","실험실"]
["약학관",207,"전상민","약학과",23.8,"캐리어","cs-a080awb",3200,870,"벽걸이","2012-2040-0010","220","12.04","교수실"]
["약학관",208,"이동주","약학과",22.44,"캐리어","cs-a080awb",3200,870,"벽걸이","2012-2040-0018","220","12.04","교수실"]
["약학관",209,"정이숙","약학과",22.44,"캐리어","cs-a080awb",3200,870,"벽걸이","2012-2040-0017","220","12.04","교수실"]
["약학관",210,"이숙향","약학과",22.44,"캐리어","cs-a080awb",3200,870,"벽걸이","2012-2040-0011","220","12.04","교수실"]
["약학관",211,"약학대학 교학팀","약학과",44.88,"대우","CP-A150HA",6000,1750,"슬립형",null,"220",null,"행정실"]
["약학관",211,"약학대학 교학팀","약학과",44.88,"대우","CP-A150HA",6000,1750,"슬립형",null,"220",null,"행정실"]
["약학관",212,"약학대학 학장실","약학과",44.88,"캐리어","cp-a230mab",8300,2600,"슬립형","2012-2040-0022","220","12.04","교수실"]
["약학관",213,"공동기기실1","약학과",46.24,"대우","CP-A150HA",6000,1750,"슬립형",null,"220",null,"실험실"]
["약학관",213,"공동기기실1","약학과",46.24,"대우","CP-A150HA",6000,1750,"슬립형",null,"220",null,"실험실"]
["약학관",214,"이범진","약학과",24.15,"캐리어","cs-a080awb",3200,870,"벽걸이","2012-2040-0005","220","12.04","교수실"]
["약학관",215,"교수세미나실","약학과",66.930000000000007,"삼성","afmc4c100b1",10000,3460,"천장형(실내기)","2012-1120-0010","220","12.11","행정실","냉방전용","2층 북측 벽"]
["약학관",215,"교수세미나실","약학과",null,"삼성","afmc4c100b1",10000,3460,"천장형(실내기)","2012-1120-0011","220","12.11","행정실","냉방전용","2층 북측 벽"]
["약학관",301,"동물실험실","약학과",68.66,"삼성","rc110dhxh2",11000,4150,"천장형(실내기)",null,"220","13.01","실험실","냉방전용","3층 동측 벽"]
["약학관","301-1","세척실","약학과",0,"대우","CS-A081AHo",3200,870,"벽걸이","2007-2118-0006","220","07.07","실험실"]
["약학관","301-2","처치실","약학과",0,"엘지","LS-C100S",4000,1140,"벽걸이","2003-1136-0001","220","03.03","실험실"]
["약학관",302,"약품분석학연구실","약학과",68.66,"삼성","AF-CC-233B",8300,2500,"슬립형","2012-1060-0037","220","12.04","실험실"]
["약학관",302,"약품분석학연구실","약학과",null,"엘지","sq-138baw",5200,1480,"벽걸이","2016-1080-0042","220","16.08","실험실"]
["약학관",303,"약물,약동학연구실","약학과",68.66,"삼성","AF-CC-233B",8300,2500,"슬립형","2012-1060-0038","220","12.04","실험실"]
["약학관",303,"약물,약동학연구실","약학과",null,"엘지","sq-138baw",5200,1480,"벽걸이","2016-1080-0043","220","16.08","실험실"]
["약학관",304,"약품제조학연구실","약학과",67.08,"삼성","AF-CC-233B",8300,2500,"슬립형","2012-1060-0035","220","12.04","실험실"]
["약학관",304,"약품제조학연구실","약학과",null,"엘지","sq-138baw",5200,1480,"벽걸이","2016-1080-0044","220","16.08","실험실"]
["약학관",305,"물리약학연구실","약학과",65.45,"삼성","AF-CC-233B",8300,2500,"슬립형","2012-1060-0026","220","12.04","실험실"]
["약학관",305,"물리약학연구실","약학과",null,"엘지","sq-138baw",5200,1480,"벽걸이","2016-1080-0045","220","16.08","실험실"]
["약학관",306,"생약학연구실","약학과",64.86,"삼성","AF-CC-233B",8300,2500,"슬립형","2012-1060-0025","220","12.04","실험실"]
["약학관",306,"생약학연구실","약학과",null,"엘지","sq-138baw",5200,1480,"벽걸이","2016-1080-0046","220","16.08","실험실"]
["약학관",307,"박상규 교수연구실","약학과",23.8,"캐리어","cs-a080awb",3200,870,"벽걸이",null,"220","11.07","교수실"]
["약학관",308,"김소희 교수연구실","약학과",22.44,"캐리어","cs-a080awb",3200,870,"벽걸이",null,"220","11.07","교수실"]
["약학관",309,"김홍표 교수연구실","약학과",22.44,"캐리어","cs-a080awb",3200,870,"벽걸이",null,"220","11.07","교수실"]
["약학관",310,"윤태종 교수연구실","약학과",22.44,"캐리어","cs-a080awb",3200,870,"벽걸이",null,"220","11.07","교수실"]
["약학관",311,"신수영 교수연구실","약학과",22.44,"캐리어","cs-a080awb",3200,870,"벽걸이",null,"220","11.07","교수실"]
["약학관",312,"서민덕 교수연구실","약학과",22.44,"캐리어","cs-a080awb",3200,870,"벽걸이",null,"220","11.07","교수실"]
["약학관",313,"백승훈 교수연구실","약학과",22.44,"캐리어","cs-a080awb",3200,870,"벽걸이",null,"220","11.07","교수실"]
["약학관",314,"김형수 교수연구실","약학과",22.44,"캐리어","cs-a080awb",3200,870,"벽걸이",null,"220","11.07","교수실"]
["약학관",315,"박영준 교수연구실","약학과",22.44,"캐리어","cs-a080awb",3200,870,"벽걸이",null,"220","11.07","교수실"]
["약학관",316,"장서영 교수연구실","약학과",23.8,"캐리어","cs-a080awb",3200,870,"벽걸이",null,"220","11.07","교수실"]
["약학관",317,"아주대학교-한미약품","약학과",46.92,"캐리어","cp-a280maw",10000,3200,"중형",null,"220","08.05","강의실"]
["약학관",317,"줄기세포치료제 사업화협업센터"]
["약학관",318,"특성화연구실2","약학과",44.16,"엘지","lp-q1000vp",10000,3200,"중형","2016-1050-0024","220","16.05","실험실"]
["약학관",318,"특성화연구실2","약학과",null,"엘지","sq111bsf2w",4200,1040,"벽걸이","2017-1080-0026","220","17.08","실험실"]
["원천정보관",106,"창업교육센터(현장실습지원세터)","창업교육센터"]
["원천정보관",107,null,"무한상사공간"]
["원천정보관",108]
["원천정보관",109]
["원천정보관",110]

{"sheet":"현황표","index":1,"n_rows":33,"n_cols":11,"rows_kept":33,"cut":false,"hidden":false,"merged":[]}
["2018년 에어컨 집계 현황"]
[{"$nulls":7},"2018년3월22일 현재 (시설팀)"]
["건물명/구분","강의실","교수실","행정실","복지시설","시설(장비)","소계","실험실","동아리","외부업체","소계"]
["다산관",26,86,32,2,1,{"$f":"SUM(B4:F4)","v":147},null,2,3,{"$f":"SUM(H4:J4)","v":5}]
["중앙도서관",29,null,4,null,3,36,null,null,null,{"$f":"SUM(H5:J5)","v":0}]
["동관",null,12,2,null,1,15,36,1,null,37]
["버스 사무실",null,null,1,null,null,1,null,null,null,0]
["산학협력원",4,51,17,1,2,75,70,null,10,80]
["서관",5,17,1,null,1,24,43,null,null,43]
["성호관",35,35,20,1,1,92,null,null,null,0]
["식당동",null,null,2,2,1,5,null,null,10,10]
["신학생회관",10,null,15,null,1,26,null,31,null,31]
["약학관",3,16,2,null,1,22,39,null,null,39]
["에너지관",0,4,1,null,3,8,9,null,null,9]
["원천관",5,60,12,null,2,79,111,5,1,117]
["율곡관",15,46,65,1,2,null,1,null,null,1]
["전기실",null,null,1,null,3,{"$f":"SUM(B17:F17)","v":4},null,null,null,0]
["정문매표소",{"$nulls":5},0,null,null,null,0]
["종합관",null,1,2,null,3,6,null,null,null,0]
["체육관",null,null,4,13,2,19,null,null,null,0]
["축구부 숙소",null,null,null,14,null,14,null,null,null,0]
["캠퍼스 프라자",2,1,30,null,null,33,null,9,null,9]
["토목실험동",{"$nulls":4},1,1,11,null,null,11]
["팔달관",16,85,15,null,2,118,93,null,null,93]
["학군단",4,null,7,1,null,12,null,null,null,0]
["구학생회관",{"$nulls":5},0,null,32,4,36]
["화공실험동",null,null,1,null,null,1,null,17,null,17]
["대형지반연구동",{"$nulls":6},4,null,null,4]
["총계",{"$f":"SUM(B4:B27)","v":154},{"$f":"SUM(C4:C27)","v":414},{"$f":"SUM(D4:D27)","v":234},{"$f":"SUM(E4:E27)","v":35},{"$f":"SUM(F4:F27)","v":30},{"$f":"SUM(B29:F29)","v":867},{"$f":"SUM(H4:H27)","v":413},{"$f":"SUM(I4:I27)","v":97},{"$f":"SUM(J4:J27)","v":28},{"$f":"SUM(K4:K28)","v":542}]
["2018년 ","전체","금회대상","금회제외"]
["유지보수",1409,867,542]
[" * 제외사항"]
["   → 천정형 에어컨 및 2017년 구입에어컨 제외"]

{"sheet":"Sheet3","index":2,"n_rows":226,"n_cols":16,"rows_kept":226,"cut":false,"hidden":false,"merged":[]}
["건물명","호실","실명","자산부서","전용면적(㎡)","제조사","규격","냉방능력(w)","소비전력(w)","종류","관리번호","전원v","취득일","분류","비 고","실외기 위치"]
["산학협력원","B103","미디어학과","미디어학과",125.58,"삼성","rfmbcf4581",13000,4350,"천장형(실내기)","2012-1020-0208",220,"13.02","실험실","냉방전용","1층 지층"]
["산학협력원","B103","미디어학과","미디어학과",null,"삼성","rfmbcf4581",13000,4350,"천장형(실내기)","2012-1020-0209",220,"13.02","실험실","냉방전용","1층 지층"]
["산학협력원","405","스튜디오","미디어학과",21.18,"엘지","lt-n600sb",6000,1620,"천장형(실내기)",null,220,"03.05","실험실","냉방전용","2층 북측"]
["산학협력원","405","스튜디오","미디어학과",21.18,"엘지","lt-n600sb",6000,1620,"천장형(실내기)",null,220,"03.05","실험실","냉방전용","2층 북측"]
["산학협력원","417","미디어 전공강의실","미디어학과",23.26,"엘지",null,null,null,"천장형(실내기)","2010-1125-0001",220,"10.10","강의실","냉방전용","4층 남측"]
["산학협력원","419","애니메이션실","미디어학과",70.2,"삼성",null,null,null,"천장형(실내기)",null,220,"07.07","실험실","냉방전용","4층 남측"]
["산학협력원","419","애니메이션실","미디어학과",70.2,"삼성",null,null,null,"천장형(실내기)",null,220,"07.07","실험실","냉방전용","4층 남측"]
["산학협력원","420","드로잉실","미디어학과",70.2,"삼성",null,null,null,"천장형(실내기)",null,220,"07.07","실험실","냉방전용","4층 남측"]
["산학협력원","420","드로잉실","미디어학과",70.2,"삼성",null,null,null,"천장형(실내기)",null,220,"07.07","실험실","냉방전용","4층 남측"]
["산학협력원","421","미디어실습실","미디어학과",60.48,"삼성",null,null,null,"천장형(실내기)",null,220,"07.07","실험실","냉방전용","4층 남측"]
["산학협력원","421","미디어실습실","미디어학과",60.48,"삼성",null,null,null,"천장형(실내기)",null,220,"07.07","실험실","냉방전용","4층 남측"]
["산학협력원","422-1","전공강의실","미디어학과",null,"삼성","ac072ec4dbc1",7200,2200,"천장형(실내기)","2012-1020-0251",220,"13.02","강의실","냉방전용","4층 남측"]
["산학협력원","504","강의실","정보통신공학과",40.07,"삼성",null,null,null,"천장형(실내기)",null,220,"11.01","강의실","냉방전용"]
["산학협력원","505","세미나실","정보통신공학과",41.25,"삼성",null,null,null,"천장형(실내기)","2010-1323-0001",220,"11.01","강의실","냉방전용"]
["산학협력원","521","인터넷보안연구실","지식정보보안학과",71,"엘지","ltnq720",7200,2500,"천장형(실내기)","2014-1020-0096",220,"15.02","실험실","냉방전용","519호 남측"]
["산학협력원","521","인터넷보안연구실","지식정보보안학과",null,"엘지","ltnq720",7200,2500,"천장형(실내기)","2014.1020-0091",220,"15.02","실험실","냉방전용","519호 남측"]
["성호관","135","대형강의실(소극장)","교무팀",475.93,{"$nulls":4},"공기조화기",null,null,null,"강의실","공기조화기"]
["성호관","135","대형강의실(소극장)","교무팀",475.93,{"$nulls":4},"공기조화기",null,null,null,"강의실","공기조화기"]
["성호관","331","스튜디오","교수학습개발센터",null,"엘지","ltuw402sue",4000,1330,"천장형(실내기)","2013-1020-0325",220,"14.01","강의실","냉,난방기","1층 북측"]
["성호관","331","스튜디오","교수학습개발센터",null,"엘지","ltuw603sp",6000,1800,"천장형(실내기)","2013-1020-0324",220,"14.01","강의실","냉,난방기","1층 북측"]
["성호관","331","스튜디오","교수학습개발센터",null,"엘지","ltuw603sp",6000,1800,"천장형(실내기)","2013-1020-0323",220,"14.01","강의실","냉,난방기","1층 북측"]
["성호관","331","스튜디오","교수학습개발센터",null,"엘지","ltuw902sn",9000,2750,"천장형(실내기)","2013-1020-0322",220,"14.01","강의실","냉,난방기","1층 북측"]
["팔달관","111","사이버워룸","사이버보안전공(과)",133.22999999999999,"엘지","ltoq130sm",14500,4900,"천장형(실내기)","2015-1090-0123",220,"15.08","강의실","냉방전용","1층,앞"]
["팔달관","111","사이버워룸","사이버보안전공(과)",133.22999999999999,"엘지","ltoq130sm",14500,4900,"천장형(실내기)","2015-1090-0129",220,"15.08","강의실","냉방전용","1층,앞"]
["팔달관",214,"산업정보 통합실습실","산업공업과",250.9,"도시바",null,null,null,"천장형(실내기)","2007-1210-0001",220,"07.08","실험실","냉,난방기","베란다 남측"]
["팔달관",214,"산업정보 통합실습실","산업공업과",250.9,"도시바",null,null,null,"천장형(실내기)","2007-1210-0002",220,"07.08","실험실","냉,난방기","베란다 남측"]
["팔달관","230","Active Learning LAB","산업공업과",56.96,"도시바",null,null,null,"천장형(실내기)",null,220,"10.04","실험실","냉방전용","베란다 남측"]
["팔달관","309","지정강의실(정컴)","정보컴프터공학과",128.35,"엘지","lt-w1103sn",11000,6800,"천장형(실내기)","2016-1010-0102",220,"16.11","강의실","냉,난방기","3층 앞쪽"]
["팔달관","309","지정강의실(정컴)","정보컴프터공학과",128.35,"엘지","lt-w1103sn",11000,6800,"천장형(실내기)","2016-1020-0103",220,"16.11","강의실","냉,난방기","3층 앞쪽"]
["팔달관","317","프로그래밍실2","소프트웨어학과 ",null,"엘지","lrp-v2305by",null,null,"ehp 실외기",null,220,"07.08","강의실","냉방전용","1층(동)"]
["팔달관","317","프로그래밍실2","소프트웨어학과 ",80.19,"엘지","lrb-v1105t",null,null,"천장형(실내기)","2007-1013-0001",220,"07.08","강의실","냉방전용","1층 동측"]
["팔달관","317","프로그래밍실2","소프트웨어학과 ",80.19,"엘지","lrb-v1105t",null,null,"천장형(실내기)","2007-1013-0002",220,"07.07","강의실","냉방전용"]
["팔달관","319","수학튜터및자습실","수학과(대학)",27.72,"엘지","lt-q400su",4000,1120,"천장형(실내기)","2016-1090-0058",220,"16.09","강의실","냉방전용(1웨이)","1층 북측"]
["팔달관","323","응용 S/W 실습실","산업공업과",null,"삼성","rfmbcf035b1",null,null,"천장형(실내기)","1997-3513-0004",220,"97.10","실험실","냉방전용","1층 북측"]
["팔달관","325","강의실","정보컴프터공학과",120.45,"엘지","lt-c1001sd",null,null,"천장형(실내기)",null,220,"05.05","강의실","냉방전용","1층 북측"]
["팔달관","325","강의실","정보컴프터공학과",120.45,"엘지","lt-c1001sd",null,null,"천장형(실내기)",null,220,"05.05","강의실","냉방전용","1층 북측"]
["팔달관","325","강의실","정보컴프터공학과",120.45,"엘지","lt-c1001sd",null,null,"천장형(실내기)",null,220,"05.05","강의실","냉방전용","1층 북측"]
["팔달관","328","종합설계실","정보컴퓨터공학과(대학)",90.34,"엘지",null,null,null,"천장형(실내기)","1997-3513-0003",220,"97.10","강의실","냉방전용","1층 북측"]
["팔달관","328","종합설계실","정보컴퓨터공학과(대학)",null,"엘지",null,null,null,"천장형(실내기)","1997-3513-0008",220,"97.10","강의실","냉방전용","1층 북측"]
["팔달관","333","소프트웨어융합학과 응용실습실","소프트웨어융합학과(대학)",85.13,"엘지","lp-q720sn",7200,3900,"천장형(실내기)","2015-1020-0063",220,"15.12","실험실","냉방전용","5층 옥상"]
["팔달관","333","소프트웨어융합학과 응용실습실","소프트웨어융합학과(대학)",85.13,"엘지","lp-q720sn",7200,3900,"천장형(실내기)","2015-1020-0062",220,"15.12","실험실","냉방전용","5층 옥상"]
["팔달관",336,"소프트웨어창작스튜디오(LINC)","정보컴퓨터공학과(대학)",128.86000000000001,"엘지","ltuq900sm",9000,2500,"천장형(실내기)","2014-2030-0001",220,"14.07","실험실","냉방전용","5층 옥상"]
["팔달관",336,"소프트웨어창작스튜디오(LINC)","정보컴퓨터공학과(대학)",null,"엘지","ltuq900sm",9000,2500,"천장형(실내기)","2014-2030-0002",220,"14.07","실험실","냉방전용","5층 옥상"]
["팔달관",407,"SW특성화대학원 강의실","정보통신대학교학팀",null,"삼성","afmc4c100b1 rfmbcf",10000,3460,"천장형(실내기)","2012-1020-0164",220,"13.02","강의실","냉방전용","4층 앞측"]
["팔달관",407,"SW특성화대학원 강의실","정보통신대학교학팀",332.07,"삼성","afmc4c100b1 rfmbcf",10000,3460,"천장형(실내기)","2012-1020-0177",220,"13.02","강의실","냉방전용","4층 앞측"]
["팔달관",407,"SW특성화대학원 강의실","정보통신대학교학팀",null,"삼성","afmc4c100b1 rfmbcf",10000,3460,"천장형(실내기)","2012-1020-0178",220,"13.02","강의실","냉방전용","4층 앞측"]
["팔달관","408-1","정보컴퓨터공학과, SW융합학과","정보통신대학교학팀",null,"엘지","lt1000sm",11800,3550,"천장형(실내기)","2013-1020-0215",220,"13.12","행정실","냉방전용","4층 앞측"]
["팔달관","408-1","SW특성화학과 사무실","정보통신대학교학팀",null,"엘지","lt1000sm",11800,3550,"천장형(실내기)","2013-1020-0214",220,"13.12","행정실","냉방전용","4층 앞측"]
["팔달관","1025","강의실","대학원",117.18,"엘지","냉,난방용",null,null,"천장형(실내기)","2005-1129-0001",220,"05.07","강의실","냉,난방기","10층 뒤쪽"]
["팔달관","1025","강의실","대학원",117.18,"엘지","냉,난방용",null,null,"천장형(실내기)","2005-1129-0002",220,"05.07","강의실","냉,난방기","10층 뒤쪽"]
["화공실험동","205-1","소재공정연구실","화학공학과",70.260000000000005,"삼성","rvsm040b2m2","11,000","3,800","천장형(실내기)","2006-9040-0001","220","09.08","실험실","냉방전용","1층 동측"]
["화공실험동","205-2","자연모사 나노구조재료 연구실","화학공학과",null,"삼성","rvsm040b2m2",11000,3800,"천장형(실내기)","2009-9007-0001","220","09.08","실험실","냉방전용","1층 동측"]
["율곡관","151","영상회의실","총무팀",177,"엘지","ltvw902sn",10800,3900,"천장형(실내기)","2013-1020-0303",220,"13.06","강의실","냉,난방기","1층 서측"]
["율곡관","151","영상회의실","총무팀",null,"엘지","ltvw902sn",10800,3900,"천장형(실내기)","2013-1020-0302",220,"13.06","강의실","냉,난방기","1층 서측"]
["율곡관","151","영상회의실","총무팀",null,"엘지","ltvw902sn",10800,3900,"천장형(실내기)","2013-1020-0301",220,"13.06","강의실","냉,난방기","1층 서측"]
["율곡관","151","영상회의실","총무팀",null,"엘지","ltvw902sn",10800,3900,"천장형(실내기)","2013-1020-0300",220,"13.06","강의실","냉,난방기","1층 서측"]
["율곡관",154,"행정실","국제대학원 교학팀",81.34,"엘지","ltuw1303sw3",null,null,"천장형(실내기)",null,null,null,"강의실","냉,난방기","1층 북측"]
["율곡관",155,"국제대학원 교학팀","국제대학원 교학팀",81.34,"엘지","ltvq720n",8300,2500,"천장형(실내기)","2015-1040-0072",220,"15.04","행정실","냉방전용","1층 북측"]
["율곡관",155,"국제대학원 교학팀","국제대학원 교학팀",81.34,"엘지","ltvq720n",8300,2500,"천장형(실내기)","2015-1040-0073",220,"15.04","행정실","냉방전용","1층 북측"]
["율곡관","201","총장실","총장",114.84,"엘지","ltuw723sp",8800,3260,"천장형(실내기)",null,220,"15.01","행정실","냉,난방기","2층 남측"]
["율곡관","201","총장실","총장",null,"엘지",null,2100,null,"천장형(실내기)",null,220,"15.01","행정실","냉,난방기","2층 남측"]
["율곡관","205","상무이사실","교무팀",41.1,"엘지","lrp-N2305BT",23000,7100,"천장형(실내기)","2008-2129-0002",220,"09.01","행정실","냉,난방기","2층 남측"]
["율곡관","206","법인사무처","교무팀",80.39,"엘지","lrp-N2305BT",23000,7100,"천장형(실내기)","2008-2129-0001",220,"09.01","행정실","냉,난방기","2층 남측"]
["율곡관","206","법인사무처","교무팀",null,"엘지","lrp-N2305BT",23000,7100,"천장형(실내기)","2008-2129-0003",220,"09.01","행정실","냉,난방기","2층 남측"]
["율곡관","207","이사장실","교무팀",55.68,"엘지","lrp-N2305BT",23000,7100,"천장형(실내기)","2008-2129-0004",220,"09.01","행정실","냉,난방기","2층 남측"]
["율곡관","358","강의실","사회대학교학팀",203.51,"엘지","lt-q1000sm",10000,6000,"천장형(실내기)","2016-1043-0001",220,"16.08","강의실","냉방전용","강당 옥상"]
["율곡관","358","강의실","사회대학교학팀",null,"엘지","lt-q1000sm",10000,6000,"천장형(실내기)","2016-1043-0002",220,"16.08","강의실","냉방전용","강당 옥상"]
["율곡관","358","강의실","사회대학교학팀",null,"엘지","lt-q1000sm",10000,6000,"천장형(실내기)","2016-1040-0001",220,"16.08","강의실","냉방전용","강당 옥상"]
["율곡관","358-1","사무실","사회대학교학팀",null,"엘지","lt-q600sp",6000,1780,"천장형(실내기)","2016-1043-0004",220,"16.08","행정실","냉방전용","강당 옥상"]
["율곡관","358-2","사무실","사회대학교학팀",null,"엘지","lt-q400su",4000,2240,"천장형(실내기)","2016-1043-0005",220,"16.09","행정실","냉방전용","강당 옥상"]
["율곡관","358-3","사무실","사회대학교학팀",null,"엘지","lt-q400su",4000,2240,"천장형(실내기)","2016-1043-0003",220,"16.09","행정실","냉방전용","강당 옥상"]
["동관","209","구조역학실험실","기계공학과",50.16,"엘지","LTVQ900SN",10500,3100,"천장형(실내기)","2016-1050-0021",220,"16.06","실험실","냉방전용"]
["동관","209","구조역학실험실","기계공학과",50.16,"엘지","LTVQ900SN",10000,3000,"천장형(실내기)","2016-1060-0027",220,"16.06","실험실","냉방전용"]
["학생회관","1층","아주문고","외부업체",null,"엘지","ltviw620sp",6000,1800,"천장형(실내기)",null,220,"12.08","외부업체","냉방전용","1층 지층"]
["신학생회관","104","학생처장실","학생지원팀",93.21,"엘지",null,null,null,"천장형(실내기)","2007-2127-0001",220,"07.08","행정실","냉,난방기"]
["신학생회관","104","학생지원팀","학생지원팀",null,"엘지",null,null,null,"천장형(실내기)",null,220,"07.08","행정실","냉,난방기"]
["신학생회관","104","학생지원팀","학생지원팀",null,"엘지",null,null,null,"천장형(실내기)",null,220,"07.08","행정실","냉,난방기"]
["신학생회관","104","학생지원팀","학생지원팀",null,"엘지",null,null,null,"천장형(실내기)",null,220,"07.08","행정실","냉,난방기"]
["신학생회관","104-1","학생지원팀","학생지원팀",null,"엘지",null,null,null,"천장형(실내기)",null,220,"07.08","행정실","냉,난방기"]
["신학생회관","옥상","학생지원팀","학생지원팀",null,"엘지",null,null,null,"ehp 실외기",null,380,"07.08","행정실","멀티(냉,난방)","옥상"]
["신학생회관","105","일자리창조센타","일자리창조센타",103.2,"엘지",null,null,null,"천장형(실내기)",null,220,"07.08","행정실","냉,난방기"]
["신학생회관","105","일자리창조센타","일자리창조센타",null,"엘지",null,null,null,"천장형(실내기)",null,220,"07.08","행정실","냉,난방기"]
["신학생회관","105","일자리창조센타","일자리창조센타",null,"엘지",null,null,null,"천장형(실내기)",null,220,"07.08","행정실","냉,난방기"]
["신학생회관","106","공용세미나실","일자리창조센타",46.69,"엘지",null,null,null,"천장형(실내기)",null,220,"07.08","행정실","냉,난방기"]
["신학생회관","107","회의실","일자리창조센타",15.62,"엘지",null,null,null,"천장형(실내기)",null,220,"07.08","행정실","냉,난방기"]
["신학생회관","108","공용회의실","일자리창조센타",19.010000000000002,"엘지",null,null,null,"천장형(실내기)",null,220,"07.08","행정실","냉,난방기"]
["신학생회관","옥상","일자리창조센타","일자리창조센타",103.2,"엘지","rpvw040s2s",11000,2680,"ehp 실외기",null,380,"07.08","행정실","멀티(냉,난방)","옥상"]
["신학생회관","109","학생처장실","학생지원팀",21.86,"엘지",null,null,null,"천장형(실내기)",null,220,"07.08","교수실","냉,난방기"]
["신학생회관","116","아주 서비스센터","아주서비스센터",112.9,"엘지",null,null,null,"천장형(실내기)",null,220,"07.08","행정실","냉,난방기"]
["신학생회관","116","아주 서비스센터","아주서비스센터",112.9,"엘지",null,null,null,"천장형(실내기)",null,220,"07.08","행정실","냉,난방기"]
["신학생회관","116","아주 서비스센터","아주서비스센터",112.9,"엘지",null,null,null,"천장형(실내기)",null,220,"07.08","행정실","냉,난방기"]
["신학생회관","116","아주 서비스센터","아주서비스센터",112.9,"엘지",null,null,null,"천장형(실내기)",null,220,"07.08","행정실","냉,난방기"]
["신학생회관","116-1","아주 서비스센터","아주서비스센터",null,"엘지",null,null,null,"천장형(실내기)",null,220,"07.08","행정실","냉,난방기"]
["신학생회관","116-1","아주 서비스센터","아주서비스센터",null,"엘지",null,null,null,"천장형(실내기)",null,220,"07.08","행정실","냉,난방기"]
["신학생회관","옥상","아주 서비스센터","아주서비스센터",null,"엘지","lrq-n2305b",23000,7100,"ehp 실외기",null,380,"07.08","행정실","멀티(냉,난방)","옥상"]
["신학생회관","117","종합인력개발원장실","일자리창조센타",21.99,"엘지",null,null,null,"천장형(실내기)",null,220,"15.11","행정실","냉,난방기"]
["신학생회관","117(a)","종합인력개발원장실","일자리창조센타",null,"엘지",null,null,null,"천장형(실내기)",null,220,"15.11","행정실","냉,난방기"]
["신학생회관","117(j)","종합인력개발원장실","일자리창조센타",null,"엘지",null,null,null,"천장형(실내기)",null,220,"15.11","행정실","냉,난방기"]
["신학생회관","117(o)","종합인력개발원장실","일자리창조센타",null,"엘지",null,null,null,"천장형(실내기)",null,220,"15.11","행정실","냉,난방기"]
["신학생회관","117(u)","종합인력개발원장실","일자리창조센타",null,"엘지",null,null,null,"천장형(실내기)",null,220,"15.11","행정실","냉,난방기"]
["신학생회관","117(u)","종합인력개발원장실","일자리창조센타",null,"엘지",null,null,null,"ehp 실외기","2015-2110-0009",220,"16.05","행정실","멀티(냉,난방)","1층 지층"]
["신학생회관","119","회의실","아주서비스센터",22.07,"삼성",null,null,null,"천장형(실내기)","2011-2050-0002",220,"11.05","행정실","냉,난방기"]
["신학생회관","204","방송국","학생지원팀",38.69,"엘지",null,null,null,"천장형(실내기)",null,220,"07.08","동아리","냉,난방기"]
["신학생회관","204-2","국장실","학생지원팀",7.07,"엘지",null,null,null,"천장형(실내기)",null,220,"07.08","동아리","냉,난방기"]
["신학생회관","204-3","제작실","학생지원팀",12.78,"엘지",null,null,null,"천장형(실내기)",null,220,"07.08","동아리","냉,난방기"]
["신학생회관","204-4","TV스튜디오","학생지원팀",20.45,"엘지",null,null,null,"천장형(실내기)",null,220,"07.08","동아리","냉,난방기"]
["신학생회관","204-5","Ann.Booth","학생지원팀",39.01,"엘지",null,null,null,"천장형(실내기)",null,220,"07.08","동아리","냉,난방기"]
["신학생회관","205","총여학생회","학생지원팀",47.93,"엘지",null,null,null,"천장형(실내기)",null,220,"07.08","동아리","냉,난방기"]
["신학생회관","206","학보사","학생지원팀",79.87,"엘지",null,null,null,"천장형(실내기)",null,220,"07.08","동아리","냉,난방기"]
["신학생회관","207","학생복지위원회","학생지원팀",38.94,"엘지",null,null,null,"천장형(실내기)",null,220,"07.08","동아리","냉,난방기"]
["신학생회관","208","총학생회","학생지원팀",93.4,"엘지",null,null,null,"천장형(실내기)",null,220,"07.08","동아리","냉,난방기"]
["신학생회관","209","영자신문사","학생지원팀",62.22,"엘지",null,null,null,"천장형(실내기)",null,220,"07.08","동아리","냉,난방기"]
["신학생회관","210","아주문화","학생지원팀",34.43,"엘지",null,null,null,"천장형(실내기)",null,220,"07.08","동아리","냉,난방기"]
["신학생회관","옥상","종합인력개발원장실","일자리창조센타",null,"엘지",null,null,null,"ehp 실외기",null,380,"07.08","동아리","멀티(냉,난방)","옥상"]
["도서관","B101","고시반 스터디룸","학생지원팀",317.23,"엘지","lrq-n2905b",29000,9400,"천장형(실내기)","8대",220,"06.03","강의실","냉,난방기"]
["도서관","B101","지층","학생지원팀",null,"엘지","lrq-n2905b",29000,9400,"ehp 실외기",null,380,"06.03","강의실","멀티(냉,난방)","사용중지"]
["도서관","B102","가운창고","학생지원팀",39,"엘지","lrq-n2905b",29000,9400,"천장형(실내기)",null,380,"06.03","강의실","냉,난방기","1층 지층"]
["도서관","B106","가운창고","구매관재팀",62.84,{"$nulls":4},"천장형(실내기)",null,220,"06.03","행정실","냉방전용","1층 지층"]
["도서관","101","Community Lounge","대학교육혁신원",177.28,"엘지","lrp-v4108d",40600,11220,"천장형(실내기)",null,380,"12.02","강의실","냉,난방기","1층 동측"]
["도서관","101-1","Community Lounge 창고","대학교육혁신원",13.27,"엘지","ldp-v4108d",40600,11220,"천장형(실내기)",null,380,"12.02","강의실","냉,난방기","1층 동측"]
["도서관","103-1","전자도서관 서버실","중앙도서관",37.24,"엘지","lrq-n2905b",14500,9400,"천장형(실내기)",null,380,"06.03","행정실","냉,난방기","1층 동측"]
["다산관","B116","청람재","사회대학교학팀",null,"엘지","lt-w603sp",6000,4300,"천장형(실내기)","2016-1090-0024",220,"16.08","강의실","냉,난방기","지하 서측"]
["다산관","B116","청람재","사회대학교학팀",null,"엘지","tuw0600p2s",6000,1800,"천장형(실내기)","2016-1090-0025",220,"16.08","강의실","냉,난방기","지하 서측"]
["다산관","112","자율학습실","경영학과",305.33,"엘지","lt-w1103sn",11000,6800,"천장형(실내기)","2016-1110-0074",220,"16.10","강의실","냉,난방기","1층 동측"]
["다산관","112","자율학습실","경영학과",null,"엘지","lt-w1103sn",11000,6800,"천장형(실내기)","2016-1110-0075",220,"16.10","강의실","냉,난방기","1층 동측"]
["다산관","112","자율학습실","경영학과",null,"엘지","lt-w1103sn",11000,6800,"천장형(실내기)","2016-1110-0076",220,"16.10","강의실","냉,난방기","1층 동측"]
["다산관","112","자율학습실","경영학과",null,"엘지","lt-w1103sn",11000,6800,"천장형(실내기)","2016-1110-0077",220,"16.10","강의실","냉,난방기","1층 동측"]
["다산관",116,"A-BIZ 글로벌 센터","경영대학원",43.74,"엘지","ltvq600sp",7200,2500,"천장형(실내기)","2015-2070-0001",220,"15.08","행정실","냉방전용","1층 남측"]
["다산관","308","e-Biz EduCenter","e-비즈니스학과",198.56,"도시바",null,null,null,"천장형(실내기)","2008-1447-0001",220,"09.01","행정실","냉,난방기","3층 동측"]
["다산관","308","e-Biz EduCenter","e-비즈니스학과",198.56,"도시바",null,null,null,"천장형(실내기)","2008-1447-0002",220,"09.01","행정실","냉,난방기","3층 동측"]
["다산관","308","e-Biz EduCenter","e-비즈니스학과",198.56,"도시바",null,null,null,"천장형(실내기)","2008-1447-0003",220,"09.01","행정실","냉,난방기","3층 동측"]
["다산관","308","e-Biz EduCenter","e-비즈니스학과",198.56,"도시바",null,null,null,"천장형(실내기)","2008-1447-0004",220,"09.01","행정실","냉,난방기","3층 동측"]
["다산관","408","WCU TRADING ROOM","금융공학과",141.13999999999999,"삼성",null,null,null,"천장형(실내기)","2009-1565-0001",220,"10.02","행정실","냉,난방기","4층 동측"]
["다산관","408","WCU TRADING ROOM","금융공학과",null,"삼성",null,null,null,"천장형(실내기)","2009-1565-0002",220,"10.02","행정실","냉,난방기","4층 동측"]
["원천관","107","전자회로실험실1","전자공학과",null,"삼성","ape-e150ac",6000,1950,"천장형(실내기)","2003-1049-0005",220,"03.05","실험실","냉,난방기","1층 남측"]
["원천관","109-1","물성물리실험실1","물리학과",46,"삼성",null,null,null,"천장형(실내기)","2009-9047-0001",220,"09.06","실험실","냉방전용","1층 남측"]
["원천관","136","공동기기실1","물리학과",52.12,"삼성",null,null,null,"천장형(실내기)","2009-9041-0001",220,"09.06","실험실","냉방전용","1층 출입문위"]
["원천관","243","강의실","대학원교학팀",47.79,"엘지","ltuw603Sd",6000,3000,"천장형(실내기)",null,220,"14.11","강의실","냉,난방기","2층 북측벽"]
["원천관",251,"대단위강의실","교무팀",295.43,{"$nulls":4},"공기조화기",null,380,null,"강의실","소극장"]
["원천관","317-1","전자공학과 전공강의실","전자공학과(대학)",77.040000000000006,"삼성",null,null,null,"천장형(실내기)","2011-1040-0057",220,"11.04","실험실","냉,난방기","3층 베란다"]
["원천관","318","전자공학과 무한상상 작업실","전자공학교학팀",77.760000000000005,"삼성",null,null,null,"천장형(실내기)",null,220,"10.01","강의실","냉방전용","옥상"]
["원천관","318","전자공학과 무한상상 작업실","전자공학교학팀",null,"삼성",null,null,null,"천장형(실내기)",null,220,"10.01","강의실","냉방전용","옥상"]
["원천관",333,"기초전기실험준비실","전자공학과",49.2,"삼성",null,null,null,"천장형(실내기)",null,220,"10.06","실험실","냉,난방기","1층 북측"]
["원천관","340","it융합대학원","전자공학과",null,"엘지","tvw1100m2s",11000,3400,"천장형(실내기)","2016-1040-0007",220,"16.06","강의실","냉,난방기","옥상"]
["원천관","340","it융합대학원","전자공학과",null,"엘지","tvw1100m2s",11000,3400,"천장형(실내기)",null,220,"16.06","강의실","냉,난방기","옥상"]
["원천관","341","세미나실","전자공학과",56.9,"삼성",null,null,null,"천장형(실내기)",null,220,"10.01","세미나실","냉방전용","옥상"]
["원천관","342","분자의생물학실험실","생명과학과",null,"엘지","LTUW603SP",6000,null,"천장형(실내기)","2014-c060-0010",220,"14.06","실험실","냉방전용","옥상"]
["원천관","435","전력전자연구실","전자공학과",72.900000000000006,"삼성","af-t23n3s",8300,2500,"천장형(실내기)",null,220,"09.06","실험실","냉방전용","4층 북측벽"]
["원천관","535","전자공학부지정강의실","교무팀",147,"삼성",null,null,null,"천장형(실내기)","2009-1552-0004",220,"10.02","강의실","냉방전용","옥상"]
["원천관","535","전자공학부지정강의실","교무팀",147,"삼성",null,null,null,"천장형(실내기)","2009-1552-0005",220,"10.02","강의실","냉방전용","옥상"]
["원천관","535","전자공학부지정강의실","교무팀",147,"삼성",null,null,null,"천장형(실내기)","2009-1552-0006",220,"10.02","강의실","냉방전용","옥상"]
["에너지센터","311","에너지기후변화세미나실1","에너지시스템학과",91.01,"엘지","lp-c4100s",41000,12000,"천장형(실내기)","2005-1174-0013",380,"04.04","강의실","냉방전용"]
["에너지센터","401","NMR실2","공동기기센터",30.66,"엘지","lp-c4100s",41000,12000,"천장형(실내기)","2005-1174-0001",220,"04.04","행정실","냉,난방기"]
["에너지센터","402","RoHS 분석실1","공동기기센터",90.46,"엘지","lp-c4100s",41000,12000,"천장형(실내기)","2005-1174-0002",220,"04.04","실험실","냉,난방기"]
["에너지센터","402","RoHS 분석실1","공동기기센터",90.46,"엘지","lp-c4100s",41000,12000,"천장형(실내기)",null,220,"04.04","실험실","냉,난방기"]
["에너지센터","403","RoHS 분석실2","공동기기센터",89.22,"엘지","lp-c4100s",41000,12000,"천장형(실내기)","2005-1174-0003",220,"04.04","실험실","냉,난방기"]
["에너지센터","403","RoHS 분석실2","공동기기센터",89.22,"엘지","lp-c4100s",41000,12000,"천장형(실내기)",null,220,"04.04","실험실","냉,난방기"]
["에너지센터","404","센터장실","공동기기센터",30.03,"엘지","lp-c4100s",41000,12000,"천장형(실내기)","2005-1174-0004",220,"04.04","행정실","냉,난방기"]
["에너지센터","405","기기 분석교육실","공동기기센터",60.7,"엘지","lp-c4100s",41000,12000,"천장형(실내기)","2005-1174-0005",220,"04.04","실험실","냉,난방기"]
["에너지센터","옥탑층","옥상",null,null,"엘지","LRP-N2900B",29000,9500,"ehp 실외기",null,380,"04.04","실험실","멀티(냉,난방)","옥상"]
["에너지센터",406,"3차원 계측장비실","공동기기센터",42.36,"엘지",null,null,null,"천장형(실내기)","2015-2026-0001",220,"15.10","실험실","냉,난방기","1층 남측"]
["에너지센터",406,"3차원 계측장비실","공동기기센터",42.36,"엘지",null,null,null,"천장형(실내기)","2015-2026-0002",220,"15.10","실험실","냉,난방기","1층 남측"]
["에너지센터","406-1","3차원 계측장비실","공동기기센터",42.36,"엘지","lp-c4100s",41000,12000,"천장형(실내기)","2005-1174-0006",220,"04.04","실험실","냉,난방기"]
["에너지센터",407,"열 물성 측정실","공동기기센터",71.28,"엘지","lp-c4100s",41000,12000,"천장형(실내기)","2005-1174-0007",220,"04.04","실험실","냉,난방기"]
["에너지센터","407","열 물성 측정실","공동기기센터",53.31,"엘지","lp-c4100s",41000,12000,"천장형(실내기)","2005-1174-0008",220,"04.04","실험실","냉,난방기"]
["에너지센터","408","미세구조 분석실","공동기기센터",18.23,"엘지","lp-c4100s",41000,12000,"천장형(실내기)","2005-1174-0009",220,"04.04","실험실","냉,난방기"]
["에너지센터","409","X-선 회절 분석실","공동기기센터",42.38,"엘지","lp-c4100s",41000,12000,"천장형(실내기)","2005-1174-0011",220,"04.04","실험실","냉,난방기"]
["에너지센터","410","공동기기센터 행정실","공동기기센터",48.84,"엘지","lp-c4100s",41000,12000,"천장형(실내기)","2005-1174-0012",220,"04.04","행정실","냉,난방기"]
["에너지센터","옥탑층","옥상",null,null,"엘지","LRP-N2900B",29000,9500,"ehp 실외기",null,380,"04.04","실험실","멀티(냉,난방)","옥상"]
["서관","102","표면공정연구실","화학공학과",40.840000000000003,"삼성","AIXBHF025B1",7200,2250,"천장형(실내기)","2009-1224-0001",220,"09.09","실험실","냉방전용","1층 남측"]
["전기실",103,"변전실","시설팀/전기",null,"엘지","ltoq600sp",7200,2500,"천장형(실내기)","2015-1080-0358",220,"15.08","행정실","냉방전용","1층 남측"]
["캠퍼스플라자",105,"원스톱 창업상담실","외부업체",58.04,"삼성",null,null,null,"천장형(실내기)",null,220,null,"외부업체","냉,난방기"]
["캠퍼스플라자",202,"외부업체(식당)",{"$nulls":6},"천장형(실내기)",null,220,null,"외부업체","냉,난방기","1층 남측"]
["캠퍼스플라자","401","연구마을",null,31.06,"엘지","tuwo600p2s",6000,1800,"천장형(실내기)",null,"220","16.06","외부업체","냉,난방기"]
["캠퍼스플라자","402","연구마을",null,26.13,"엘지","lt-w723sp",7200,2600,"천장형(실내기)","2016-1060-0032","220","16.06","외부업체","냉,난방기"]
["캠퍼스플라자","403","연구마을",null,26.47,"엘지","lt-w603sp",6000,2150,"천장형(실내기)","2016-1060-0033","220","16.06","외부업체","냉,난방기"]
["캠퍼스플라자","404","연구마을",null,27.87,"엘지","lt-w603sp",6000,2150,"천장형(실내기)","2016-1060-0034","220","16.06","외부업체","냉,난방기"]
["캠퍼스플라자","405","연구마을",null,25.9,"엘지","lt-w603sp",6000,2150,"천장형(실내기)","2016-1060-0035","220","16.06","외부업체","냉,난방기"]
["캠퍼스플라자","406","연구마을",null,49.69,"엘지","lt-w603sp",6000,2150,"천장형(실내기)","2016-1060-0036","220","16.06","외부업체","냉,난방기"]
["캠퍼스플라자",407,"연구마을",null,null,"엘지","lt-w603sp",6000,2150,"천장형(실내기)","2016-1060-0037","220","16.06","외부업체","냉,난방기"]
["캠퍼스플라자",408,"연구마을",null,22.4,"엘지","lt-w603sp",6000,2150,"천장형(실내기)","2016-1060-0038","220","16.06","외부업체","냉,난방기"]
["캠퍼스플라자",409,"연구마을",null,22.4,"엘지","lt-w603sp",6000,2150,"천장형(실내기)","2016-1060-0039","220","16.06","외부업체","냉,난방기"]
["캠퍼스플라자",410,"연구마을",null,52.96,"엘지","lt-w603sp",6000,2150,"천장형(실내기)","2016-1060-0040","220","16.06","외부업체","냉,난방기"]
["캠퍼스플라자",411,"연구마을",null,26.13,"엘지","lt-w723sp",7200,2600,"천장형(실내기)","2016-1060-0041","220","16.06","외부업체","냉,난방기"]
["캠퍼스플라자",412,"연구마을",null,56.34,"엘지","lt-w603sp",6000,2150,"천장형(실내기)","2016-1060-0042","220","16.06","외부업체","냉,난방기"]
["캠퍼스플라자",413,"연구마을",null,27.87,"엘지","lt-w603sp",6000,2150,"천장형(실내기)","2016-1060-0043","220","16.06","외부업체","냉,난방기"]
["캠퍼스플라자",414,"연구마을",null,26.06,"엘지","lt-w603sp",6000,2150,"천장형(실내기)","2016-1060-0044","220","16.06","외부업체","냉,난방기"]
["캠퍼스플라자",415,"연구마을",null,49.69,"엘지","lt-w603sp",6000,2150,"천장형(실내기)","2016-1060-0045","220","16.06","외부업체","냉,난방기"]
["캠퍼스플라자",416,"연구마을",null,35.49,"엘지","lt-w603sp",6000,2150,"천장형(실내기)","2016-1060-0046","220","16.06","외부업체","냉,난방기"]
["캠퍼스플라자",417,"연구마을",null,35.49,"엘지","lt-w603sp",6000,2150,"천장형(실내기)","2016-1060-0047","220","16.06","외부업체","냉,난방기"]
["캠퍼스플라자",418,"연구마을",null,17.829999999999998,"엘지","lt-w603sp",6000,2150,"천장형(실내기)","2016-1060-0048","220","16.06","외부업체","냉,난방기"]
["캠퍼스플라자",419,null,null,null,"엘지","lt-w603sp",6000,2150,"천장형(실내기)","2016-1060-0049","220","16.06","외부업체","냉,난방기"]
["캠퍼스플라자",420,"연구마을",null,null,"엘지","lt-w603sp",6000,2150,"천장형(실내기)","2016-1060-0050","220","16.06","외부업체","냉,난방기"]
["캠퍼스플라자",422,"연구마을",null,20.079999999999998,"엘지","lt-w603sp",6000,2150,"천장형(실내기)","2016-1060-0060","220","16.06","외부업체","냉,난방기"]
["종합설계동",101,"IT 집중교육실","정보컴퓨터공학과(대학)",108,"엘지","ltuw1102sne",11000,3530,"천장형(실내기)",null,220,"10.03","강의실","냉,난방기","1층 북측"]
["종합설계동",103,"종합설계실(산공, 응화생 공동)","산업공학과(대학)",54,"엘지","ltuw1102sne",11000,3530,"천장형(실내기)",null,220,"10.03","강의실","냉,난방기","1층 북측"]
["종합설계동",104,null,null,54,{"$nulls":4},"천장형(실내기)",null,220,"10.03","행정실","냉,난방기","1층 북측"]
["종합설계동",105,"설계작폼 보관실","화학공학과(대학)",54,"엘지","ltuw1102sne",11000,3530,"천장형(실내기)",null,220,"10.03","강의실","냉,난방기","1층 북측"]
["종합설계동",106,"종합설계실","환경안전공학과",54,"엘지","ltuw1102sne",11000,3530,"천장형(실내기)",null,220,"10.03","강의실","냉,난방기","1층 북측"]
["종합설계동",107,null,null,54,{"$nulls":4},"천장형(실내기)",null,220,"10.03","행정실","냉,난방기","1층 북측"]
["종합설계동",108,"반도체공정 클린룸","정보컴퓨터공학과(대학)",54,"엘지","ltuw1102sne",11000,3530,"천장형(실내기)",null,220,"10.03","강의실","냉,난방기","1층 북측"]
["종합설계동",109,"종합설계실","전자공학과(대학)",54,"엘지","ltuw1102sne",11000,3530,"천장형(실내기)",null,220,"10.03","강의실","냉,난방기","1층 북측"]
["종합설계동",110,null,null,54,null,"ltuw1102sne",11000,3530,"천장형(실내기)",null,220,"10.03","강의실","냉,난방기","1층 북측"]
["종합관",103,"종합관 매점(소비조합)","소비조합",26,"엘지","ltp-n230dp",null,null,"천장형(실내기)",null,220,"10.08","소비조합","냉,난방기","옥상"]
["종합관",106,"관리실(경비실)","총무팀",39.4,"엘지","ltp-n230dp",null,null,"천장형(실내기)",null,220,"10.08","행정실","냉,난방기","옥상"]
["종합관",107,"시설팀 운영실","시설팀/설비",57.48,"엘지","ltp-n230dp",null,null,"천장형(실내기)",null,220,"10.08","행정실","냉,난방기","옥상"]
["종합관",203,"24시간 학습실","법학과(법전원)",160.02000000000001,"삼성","시스템에어컨",13000,3900,"천장형(실내기)",null,220,"11.01","강의실","냉,난방기","2층북측베란다"]
["종합관",203,"24시간 학습실","법학과(법전원)",160.02000000000001,"삼성","시스템에어컨",13000,3900,"천장형(실내기)",null,220,"11.01","강의실","냉,난방기","2층북측베란다"]
["종합관",203,"24시간 학습실","법학과(법전원)",160.02000000000001,"삼성","시스템에어컨",13000,3900,"천장형(실내기)",null,220,"09.11","강의실","냉,난방기","2층북측베란다"]
["종합관",204,"24시간 학습실","법학과(법전원)",161.74,"삼성","시스템에어컨",null,null,"천장형(실내기)",null,220,"09.11","강의실","냉,난방기","2층북측베란다"]
["종합관",204,"24시간 학습실","법학과(법전원)",161.74,"삼성","시스템에어컨",null,null,"천장형(실내기)",null,220,"09.11","강의실","냉,난방기","2층북측베란다"]
["종합관",204,"24시간 학습실","법학과(법전원)",161.74,"삼성","시스템에어컨",null,null,"천장형(실내기)",null,220,"11.01","강의실","냉,난방기","2층북측베란다"]
["종합관",305,"24시간 학습실","법학과(법전원)",27.49,"엘지","ltuw4026ue",4000,1330,"천장형(실내기)","2014-1040-0049",220,"14.02","강의실","냉,난방기","3층북측베란다"]
["종합관",306,"24시간 학습실","법학과(법전원)",27.49,"엘지","ltuw4026ue",4000,1330,"천장형(실내기)","2014-1040-0043",220,"14.02","강의실","냉,난방기","3층북측베란다"]
["종합관",307,"24시간 학습실","법학과(법전원)",139.53,"엘지","ltw902sn",9000,2750,"천장형(실내기)","2013-1050-0050",220,"13.05","강의실","냉,난방기","3층북측베란다"]
["종합관",307,"24시간 학습실","법학과(법전원)",null,"엘지","ltw902sn",9000,2750,"천장형(실내기)",null,220,"13.04","강의실","냉,난방기","3층북측베란다"]
["종합관",320,"24시간 학습실","법학과(법전원)",23.7,"엘지","tuw0600p2s",8000,3000,"천장형(실내기)","2015-1080-0014",220,"15.07","강의실","냉,난방기","3층남측"]
["종합관",1201,"스카이라운지","외주업체",625,"엘지","ltp-n3508dp",34800,9110,"천장형(실내기)",null,380,"10.12","외부업체","냉,난방기","12층 옥상"]
["종합관",1201,"스카이라운지","외주업체",null,"엘지","ltp-n2908dp",29000,7270,"천장형(실내기)",null,380,"10.12","외부업체","냉,난방기","12층 옥상"]
["약학관","B102","제약공정실","약학과",68.53,"삼성","rfmbcf035b1",10000,3460,"천장형(실내기)","2012-1020-0581",220,"12.02","실험실","냉방전용","1층 동측"]
["약학관","108-1","실습약국","약학과",185.12,"삼성","afmc4c100b1",10000,3460,"천장형(실내기)","2012-1020-0579",null,"12.11","실험실","냉방전용","1층 북측"]
["약학관","108-2","실습약국","약학과",null,"삼성","rfmbcf035b1",10000,3460,"천장형(실내기)","2012-1020-0580",null,"12.11","실험실","냉방전용","1층 북측"]
["약학관","108-3","실습약국","약학과",0,"삼성","afmc4c83b1",8300,2850,"천장형(실내기)","2012-1020-0578",220,"12.01","실험실","냉방전용","1층 동측"]
["약학관",215,"교수세미나실","약학과",66.930000000000007,"삼성","afmc4c100b1",10000,3460,"천장형(실내기)","2012-1120-0010","220","12.11","행정실","냉방전용","2층 북측 벽"]
["약학관",215,"교수세미나실","약학과",null,"삼성","afmc4c100b1",10000,3460,"천장형(실내기)","2012-1120-0011","220","12.11","행정실","냉방전용","2층 북측 벽"]

{"sheet":"Sheet2","index":3,"n_rows":31,"n_cols":12,"rows_kept":31,"cut":false,"hidden":false,"merged":[]}
["2018년 에어컨 집계 현황"]
[{"$nulls":8},"2018년3월22일 현재 (시설팀)"]
["건물명/구분","강의실","교수실","행정실","복지시설","시설(장비)","비고","소계","실험실","동아리","외부업체","소계"]
["다산관","29(3)","88(2)","35(3)",2,1,null,{"$f":"SUM(B4:G4)","v":3},null,2,3,{"$f":"SUM(I4:K4)","v":5}]
["중앙도서관",29,null,4,null,3,null,{"$f":"SUM(B5:G5)","v":36},null,null,null,{"$f":"SUM(I5:K5)","v":0}]
["동관",null,12,2,null,1,null,15,"37(1)",1,null,1]
["버스 사무실",null,null,1,null,null,null,1,null,null,null,0]
["산학협력원",4,"53(2)",17,1,2,null,24,"73(3)",null,10,10]
["서관","6(1)",17,1,null,1,null,19,"45(2)",null,null,0]
["성호관","37(2)",35,"21(1)",1,1,null,37,null,null,null,0]
["식당동",null,null,2,2,1,null,5,null,null,10,10]
["신학생회관",10,null,15,null,1,null,26,null,31,null,31]
["약학관",3,16,2,null,1,null,22,"43(4)",null,null,0]
["에너지관","1(1)",4,1,null,3,null,8,9,null,null,9]
["원천관",5,"63(3)",12,null,2,null,19,"113(2)",5,1,6]
["율곡관","16(1)","47(1)","67(2)",1,2,null,null,1,null,null,1]
["전기실",null,null,1,null,3,null,4,null,null,null,0]
["정문매표소",{"$nulls":6},0,null,null,null,0]
["종합관",null,1,2,null,3,null,6,null,null,null,0]
["체육관",null,null,"5(1)",13,2,null,15,null,null,null,0]
["축구부 숙소",null,null,null,14,null,null,14,null,null,null,0]
["캠퍼스 프라자",2,1,30,null,null,null,33,null,9,null,9]
["토목실험동",{"$nulls":4},1,null,1,11,null,null,11]
["팔달관",16,"87(2)","21(6)",null,2,null,18,"100(7)",null,null,0]
["학군단",4,null,7,1,null,null,12,null,null,null,0]
["구학생회관",{"$nulls":6},0,null,32,4,36]
["화공실험동",null,null,1,null,null,null,1,null,17,null,17]
["대형지반연구동",{"$nulls":7},4,null,null,4]
["총계",{"$f":"SUM(B4:B27)","v":73},{"$f":"SUM(C4:C27)","v":86},{"$f":"SUM(D4:D27)","v":98},{"$f":"SUM(E4:E27)","v":35},{"$f":"SUM(F4:F27)","v":30},null,322,{"$f":"SUM(I4:I27)","v":21},{"$f":"SUM(J4:J27)","v":97},{"$f":"SUM(K4:K27)","v":28},{"$f":"SUM(L4:L28)","v":150}]
["2018년 ","전체","금회대상","금회제외"]
["유지보수"]

{"sheet":"Sheet1","index":4,"n_rows":0,"n_cols":0,"rows_kept":0,"cut":false,"hidden":true,"merged":[]}